## Sheet1
Package 1: Surgical Item
S.N. | Generic Name | Unit | Quantity | Preffered Brand
1 | Abdominal Drain ADK Set (All Sizes) | Pcs | 800 | Romsons, Polyband
2 | Abdominal Drain Kit (All Size) | Pcs | 200 | Mediplus, Romson, Rusch
3 | Abdominal Drain Pediatric (All Sizes) | Pcs | 200 | Romsons
4 | Anaesthesia Bain Circuit | Pcs | 50 | Intersurgical, Polymed
5 | Anaesthesia Breathing Circuit with HME filter and without Water Trap | Pcs | 12000 | David,La-Med,Thompro,Polymed
6 | Jacson Rees' Modification of Ayer T-Piece | Pcs | 500 | Intersurgical, Polymed
7 | Anaesthesia Breathing Circuit-ICU with Water Trap | Pcs | 1000 | David,Maxstar,La-Med,Thompro,Polymed
8 | Anaesthesia Breathing Circuit Modification of Mapleson-F (Paediatric) | Pcs | 350 | Romsons
9 | Anaesthesia Breathing Circuit without Water Trap (Pediatric) | Pcs | 100 | Pneumocare
10 | Anaesthesia kit ( Beathing circuit,ET Tube, PMO Line, 3-way ext.,IV cannula, Luer lock Iv Set, suction catheter, Micropore tape,airways,air cushion mask, cannula fixator and surgical gloves | Pkt | 5000 | Dire healthcare
11 | Antimicrobial Incise Drape (All Size All Ranges) | Pcs | 300 | 3M Healthcare
12 | Antiseptic Solution- Cetrimide (0.5% w/w) + chlorhexidine digluconate (0.1% w/w) solution, 100ml | Pcs | 5000 | Savlon
13 | Antiseptic Solution-Chloroxylenol comprises 4.9% total admixture, with the rest made up of pine oil, isopropanol, castor oil, soap and water 100 ml | Pcs | 2000 | Dettol
14 | Antiseptic Solution-Chloroxylenol comprises 4.9% total admixture, with the rest made up of pine oil, isopropanol, castor oil, soap and water 1000 ml | Pcs | 10000 | Dettol
15 | Arterial Cannula 20G | Pcs | 2000 | BD
16 | Arterial Cannula Pediateric | Pcs | 300 | BD, Vygon
17 | AV fistula Graft for hemodialysis (All sizes) | Pcs | 100 | CE/ISO/GMP Certified
18 | Biliary Stent | Pcs | 300 | Gastro
19 | Biopsy Instrument With Co-Axial Introducer Needle Automatic (All Sizes) | Pcs | 100 | Argon
20 | Biosy Gun Renal (All Sizes) | Pcs | 100 | Bard
21 | Blade Surgical (All sizes) | Pcs | 21000 | Doctors,Surgeon Procare,Procare
22 | Bougie (All sizes All Ranges) | Pcs | 200 | Intersurgical
23 | Break through in breathing technology Inhaler | Pcs | 1500 | LUPIN, Cipla, Glenmark
24 | Bubble CPAP Circuit Set (Nasal Mask-1, Infant Bonnet-1, Nasal tubibg -1, Infant Delivery system -1) (All Sizes All ranges) | Pcs | 300 | Fisher And Paykel Health CareNew Zealand
25 | Camera cover (All Size) | Pcs | 100 | Vitals, Teleflex
26 | Cannula Fixator Tape (All sizes) | Pcs | 115000 | Easy Fix,Dyna, Tynor,Mediplus, Romson, Rusch, Polyband, Mediflex
27 | Cather Mount (All Sizes) | Pcs | 500 | Romsons
28 | Cautery set Bipolar (Single Use ) | Pcs | 200 | Bard
29 | Cautery set Monopolar (Single Use ) | Pcs | 200 | Bard
30 | Central Venous Catherter Set (Triple Lumen) Disposable | Pcs | 500 | Able, Mediflex,Arrow,,Vygon
31 | Central Venous Catherter Set (Double lumen) | Pcs | 50 | Able, Mediflex,B-Braun
32 | Central Venous Catherter Set (Single lumen) | Pcs | 50 | Able, Mediflex,B-Braun
33 | Central Venous Catheter Set (Double Lumen, Anti-Microbial coated with port for guiding wire) | Pcs | 50 | Vygon, Arrow, Merit
34 | Central Venous Catheter Set (Single Lumen, Anti-Microbial coated with port for guiding wire) | Pcs | 100 | Vygon, Arrow, Merit
35 | Central Venous Catheter Set (Triple Lumen, Anti-microbial coated with port for guiding wire) | Pcs | 500 | Vygon, Arrow,Merit
36 | Cervical Collar (All sizes) | Pcs | 200 | Tynor
37 | Chemoport-Single Lumen Venous catheter (All Sizes All Ranges) | Pcs | 200 | Bard
38 | Chest Tube (All Sizes) | Pcs | 6000 | Romson/La-med/Mediflex/BD
39 | Chest Tube (Pediatric) | Pcs | 1000 | Mediflex
40 | Closed Loop Suction (All sizes) | Pcs | 200 | Halyard, Avanos, Coviden
41 | Closed wound Suction Catheter (All Sizes) | Pcs | 400 | Halyard, Avanos
42 | Closed wound Suction Catheter Set (All Sizes) | Pcs | 200 | Halyard, Avanos
43 | Closed Wound Suction Drainage System (All Sizes All Ranges) | Pcs | 1000 | Halyard, Avanos
44 | Collection Bag 2 ltr capacity | Pcs | 500 | Romson/La-med/Mediflex
45 | Coloplast (ostomy bag)along with accessories(Closed Pouch, Drainable Pouch) | Pcs | 1000 | Colobag/coloplast/Polyband
46 | Coloplast powder | Pcs | 150 | Colobag/coloplast/Polyband
47 | Colostomy Bag & Plate (Pediatrics) | Pcs | 5 | Colobag/coloplast/Polyband
48 | Colostomy Bag (All Sizes) | Pcs | 5000 | Colobag/coloplast/Polyband
49 | Colostomy Plate (All Sizes) | Pcs | 5000 | Colobag/coloplast/Polyband
50 | Condom Catheter | Pcs | 20 | Romsons
51 | Corrugated Drainage sheet | Pcs | 200 | Romsons
52 | Cotton 100 Gms | Pcs | 4000 | Good Quality
53 | Cotton 200 Gms | Pcs | 4000 | Good Quality
54 | Cotton 300 Gms | Pcs | 6000 | Good Quality
55 | Cotton 400 Gms | Pcs | 4000 | Good Quality
56 | Cotton Crepe Bandage 10 Cm | Pcs | 5000 | Tynor
57 | Cotton Crepe Bandage 15 cm | Pcs | 5000 | Tynor
58 | Cotton Gauze Pad (All sizes All Ranges) | Pcs | 6000 | Lifecare Impex, Safe
59 | Cotton Zigzag (All Sizes) | Pcs | 10000 | Romsons
60 | Disposable Port | Pcs | 200 | Vitals, Teleflex
61 | Disposable Syringe (Insulin) 40 units | Pcs | 12200 | Dispovan
62 | Disposable Syringe 1 ml | Pcs | 54000 | Dispovan
63 | Disposable Syringe 10 ml | Pcs | 80000 | Dispovan
64 | Disposable Syringe 10 ml | Pcs | 35000 | BD
65 | Disposable Syringe 20ml | Pcs | 25000 | Dispovan
66 | Disposable Syringe 20ml | Pcs | 25000 | BD
67 | Disposable Syringe 3 ml | Pcs | 115400 | Dispovan
68 | Disposable Syringe 3 ml | Pcs | 20000 | BD
69 | Disposable Syringe 5 ml | Pcs | 100000 | Dispovan
70 | Disposable Syringe Irrigation 110ml | Pcs | 5000 | Romsons
71 | Disposable Syringe 5 ml | Pcs | 85000 | BD
72 | Disposable Syringe Irrigation 60ml | Pcs | 5000 | Romsons
73 | Disposable Syringe 50 ml | Pcs | 35000 | Dispovan
74 | Disposable Syringe 50ml | Pcs | 10000 | BD
75 | DJ Stent (All Sizes All Ranges) | Pcs | 350 | Blueneem/Cook/ Boston/ bard
76 | Double Fregtilail plastic biliary stent (All size/range) | Pcs | 100 | Gastro
77 | Double Lumen Endotracheal Tube (Right/Left) (All Sizes All Ranges) | Pcs | 50 | Rusch,Portex, Able
78 | ECG Electrodes | Pcs | 200000 | Ambu, Portex, Lessa
79 | ECG Electrodes Adult, Pediatric | Pcs | 35000 | Bluesensor, Ambu, Portex, Lessa
80 | Embolectomy Catheter Bioptimal Arterial (Fogarty) (All Sizes All Ranges) | Pcs | 50 | Edward
81 | Endotracheal Tube Cuffed (All Sizes) | Pcs | 7500 | Rusch, Portex,Mediflex, Well Lead, Covidien,ABLE
82 | Endotracheal Tube Flexometallic Cuffed (All Sizes) | Pcs | 1000 | Rusch, Portex,Mediflex, Well Lead, Covidien,ABLE
83 | Endotracheal Tube Flexometallic UnCuffed (All Sizes) | Pcs | 500 | Rusch, Portex,Mediflex, Well Lead, Covidien,ABLE
84 | Endotracheal Tube Uncuffed (All Sizes) | Pcs | 2500 | Rusch, Portex,Mediflex, Well Lead, Covidien,ABLE
85 | Endotracheal Tube Uncuffed with RAE (All Sizes) | Pcs | 50 | Rusch,Portex, Well Lead, Able
86 | Endotracheal Tube with Microcuff (All Sizes All Ranges) | Pcs | 100 | Halyard, Avanos,ABLE
87 | Endotracheal Tube with Subglottic Suction (All Sizes All Ranges) | Pcs | 200 | Halyard, Rusch, Coviden, Avanos,ABLE
88 | Epidural Catheter Set (18 and 20G) | Pcs | 1020 | Portex, Vygon, B-Braun
89 | Feeding Jejunostomy Bag (1 liter) | Pcs | 500 | Romson/La-med/Mediflex
90 | Feeding Tube (Infant) | Pcs | 2000 | Romsons, Polyband
91 | Feeding Tube(All Sizes) | Pcs | 2000 | La-Med
92 | Flat Drain- Jackson Pratt-JP Drain (All Sizes) | Pcs | 500 | Romsons
93 | Foley Ballon Catheter 2 Way (All Sizes All Ranges) | Pcs | 8000 | Mediplus, Healflon safety, RUSCH
94 | Foley Ballon Catheter 2 Way Silicon (All Sizes All Ranges) | Pcs | 6000 | Mediplus, Healflon safety, RUSCH
95 | Foley Ballon Catheter 3 Way (All Sizes All Ranges) | Pcs | 8000 | Mediplus, Healflon safety, RUSCH
96 | Foley Ballon Catheter 3 Way Silicon (All Sizes All Ranges) | Pcs | 6000 | Mediplus, Healflon safety, RUSCH
97 | Foley Catheter kit( Latex foley with silicon elastomer,2ltr urine collection bag with non-returnable vulve, gauze swab 7.5*7.5cm,10ml syringe, sterile water 30ml, fenestrated drape 40*40cm, covering drape 60*60cm and surgical gloves. | Pkt | 5000 | Dire healthcare
98 | Foley Stabilization Devices | Pcs | 100 | Bard
99 | Gauze Pad (Sterile) (All Sizes) | Pcs | 4000 | Romsons
100 | Gelatin Sponge (All sizes) | Pcs | 3500 | SGK, Ethicon,surgifoam, Surgisponge
101 | Guedel Airways (All Sizes All Ranges) | Pcs | 200 | Romsons
102 | Guide wire Hydrophillic straight tip (All Sizes All Ranges) | Pcs | 500 | Cook/ Boston/ bard/ terrumo
103 | Guide wire Stainless steel PTFE coated (All Sizes All Ranges) | Pcs | 500 | Cook/ Boston/ bard/ terrumo
104 | HIV Drape Packs (All Sizes) | Pcs | 50 | Surgiwear
105 | HME Filter(Bacterial/Viral) | Pcs | 5000 | Pneumocare, Mediflex, Covidian, Avanos
106 | I-Gel Laryngeal mask Airway (All Sizes) | Pcs | 500 | Pneumocare, Mediflex, Covidian, Avanos
107 | Internal Jugular HD Catheter (Permanent ) (All sizes All ranges) | Pcs | 50 | Covidien
108 | Internal Jugular HD Catheter (Temporary)(All sizes All ranges) | Pcs | 500 | Covidien
109 | Intravenous cannula Safety Valve (All Size) | Pcs | 25000 | Healflon safety,BD
110 | Intravenous Cannula (All Sizes All Ranges) | Pcs | 20000 | B-Braun,Vygon
111 | Intravenous Cannula with Catheter And Injection (All Sizes) | Pcs | 14000 | Bard,Vygon
112 | Intravenous Cannula with Luer-Lock (All Sizes) | Pcs | 14000 | BD
113 | Intravenous Set | Pcs | 200000 | Romsons/Covidien/Portex/Steriflo, BD
114 | Intravenous Set (Pediatric) | Pcs | 25000 | Romsons, Polyband
115 | Intravenous Set (Vented with 0.2 Filter) | Pcs | 200000 | Romsons/Codon
116 | Intravenous Set (15µ filter and silicon tube) | Pcs | 25000 | Fresenius kabi
117 | Intravenous Set (Microdrip) | Pcs | 30000 | Romsons
118 | Intravenous Set (Non Vented) | Pcs | 30000 | Romsons
119 | Intravenous Set (With Side Port and Luer Lock) | Pcs | 10000 | Steriport, Drippy Ultra, Oxycare,Transfix
120 | Intravenous Set with Auto Air Stop,Priming Filter with Y site | Pcs | 10000 | Polymed
121 | Intravenous Set with Lock | Pcs | 2500 | Romsons
122 | Intravenous Set with Y connector | Pcs | 6000 | Mediplus, Healflon
123 | Intravenous Set without Lock | Pcs | 2500 | Fresenius kabi
124 | Intravenous tri-extension with leur lock Needle Free | Pcs | 300 | Portex, Vygon
125 | Kher's "T" Tube (All Sizes) | Pcs | 250 | Romsons
126 | Klik Clamp (All Sizes) | Pcs | 500 | Romsons
127 | Laryangoscope with handle and disposable Blade Type 1,2,3,4 | Pcs | 500 | Mackintosh
128 | Laryangoscope with handle and disposable Blade Type1,2 | Pcs | 500 | Miller
129 | Ligation Clip (All Size) (Provided With applicator free of cost ) | Pcs | 1000 | Vitals, Teleflex
130 | Lumber corset (All sizes All Ranges) | Pcs | 100 | Tynor
131 | Male Cath-Latex (All Sizes All Ranges) | Pcs | 50 | Romsons
132 | Malecot catheter with polyurethane stylet 10 Fto 16 F | Pcs | 100 | Blueneem,Nidhi,Ark,Devon
133 | Mask Anaesthesia (All Size) | Pcs | 60 | Bard, Ambu
134 | Mask Anatomical (All Sizes) | Pcs | 100 | Bard, Ambu
135 | Mask Anatomical Face mask Antistatic (ALL Sizes) | Pcs | 100 | AMBU
136 | Mask Flexiable(All Sizes) | Pcs | 5000 | Romsons
137 | Mask High Concentration Oxygen mask (All Sizes) | Pcs | 50 | Romsons,Polymed
138 | Mask Hudson Face (All Sizes) | Pcs | 50 | Intersurgical
139 | Mask Laryngeal Airway (Disposable) (All Sizes) | Pcs | 100 | AMBU
140 | Mask Nebulization (All Sizes) | Pcs | 25000 | Romsons,Polymed
141 | Mask NIV (All sizes, All Ranges) | Pcs | 100 | AMBU
142 | Mask Venturi (All Sizes All Ranges) | Pcs | 200 | Bard, Covidien, Ambu
143 | Mount Catheter (All Sizes) | Pcs | 500 | Romsons,Polymed
144 | Mucus Extractor | Pcs | 10000 | Rusch, Portex,Mediflex, Well Lead
145 | Nasogastric Tube (Ryles Tube) (All Sizes All Ranges) | Pcs | 5000 | Romsons, Polyband
146 | Nasopharyangeal Airways (All Sizes ) | Pcs | 5000 | AMBU
147 | Needle Disposable (All Size All Range) | Pcs | 50000 | Dispovan, Accupoint ,Golden well
148 | Needle Free Connector (Q-syte) Double | Pcs | 200 | BD
149 | Needle Free Connector (Q-syte) Triple | Pcs | 2000 | BD
150 | Nel Cath(All Sizes) | Pcs | 600 | Romson,Covidient
151 | Nephrostomy Catheter (All Sizes) | Pcs | 200 | Vygon, Devon
152 | Nephrostomy Tube (All Sizes) | Pcs | 600 | Divon,Romson
153 | Nerve Block Needle with Nerve Stimulation-Echogenic ( 5,10,15 MM) | Pcs | 500 | Vygon, B-braun
154 | Nerve Block Needle-Echogenic (All sizes All Ranges) | Pcs | 200 | Vygon, B-braun
155 | Nerve Stimulating Nerve block needle (5,10,15MM) | Pcs | 100 | Vygon, B-braun
156 | Oro-pharyangeal Airways (Disposable) | Pcs | 100 | AMBU
157 | Ostomy bag adhesive remover wiper | Pcs | 200 | Colobag/coloplast/Polyband
158 | Oxidized cellulose hemostatic Mesh (All Sizes) | Pcs | 250 | Ethicon
159 | Twin Bore Nasal Oxygen set-Nasal Prongs (All Sizes All Ranges) | Pcs | 10000 | AMBU
160 | Peripherally Interted Central Catheter (All Sizes All Ranges All Variation) | Pcs | 400 | Vygon
161 | Peripherally Interted Central Catheter with Groshong Valve, single Lumen 4 FR | Pcs | 100 | Bard
162 | Peritoneal dialysis catheter (All sizes) | Pcs | 50 | Bard, Covidien
163 | Peritoneal dialysis catheter Set (All Sizes All Ranges) | Pcs | 200 | Romsons
164 | Pigtail Catheter (All Sizes All Ranges) | Pcs | 250 | Blueneem,Nidhi,Ark,Devon,Rusch, Portex,Mediflex, Well Lead
165 | PMO line (M to F ) | Pcs | 10000 | Vygon, Romsons,Avanos
166 | PMO line (M to M ) | Pcs | 2000 | Vygon, Romsons,Avanos,Polymed
167 | Povidone Iodine((Iodine Povacrylex [0.7% available iodine] and Isopropyl Alcohol, 74% w/w) Drapers | Pcs | 100 | 3M Healthcare
168 | Pressure Bag | Pcs | 50 | Vygon, Romsons
169 | Pressure Transducer For CVP and IBP (Compactable With Drager and Mindray Monitor) DOUBLE TRANSDUCER | Pcs | 1000 | Merit, Edwards, Neomed, Able
170 | Pressure Transducer For CVP and IBP (Compactable With Drager and Mindray Monitor) SINGLE TRANSDUCER | Pcs | 500 | Merit, Edwards, Neomed, Able
171 | Preurethral Catheter Silicon Three way | Pcs | 150 | Tyco/Bard/Cook
172 | Preurethral Catheter Silicon Two way | Pcs | 200 | Tyco/Bard/Cook
173 | Preurethral Catheter Sliliconized latex Three way | Pcs | 250 | Tyco/Bard/Cook
174 | Preurethral Catheter Sliliconized latex two way | Pcs | 1500 | Tyco/Bard/Cook
175 | RAM's Cannula (All Sizes) | Pcs | 1000 | Maxstar
176 | Rebreathing Reservoir Bag (Adult) Antistatic | Pcs | 500 | AMBU
177 | Rebreathing Reservoir Bag (Pediateric) Antistatic | Pcs | 500 | AMBU
178 | Rebreathing Reservoir Bag Antistatic (All Sizes All Ranges) | Pcs | 100 | AMBU
179 | Red Rubber Catheter (All Sizes) | Pcs | 25 | Romsons
180 | Incentive Spirometer Lungiciser (Respirometer) | Pcs | 400 | Romsons
181 | RMS Blood Administration Set | Pcs | 500 | Romsons, LA-MED
182 | Sanitary Pad (Delivery Pad) | Pkt | 140000 | Good Quality
183 | Sanitary Pad (Mensturation 6 Pc Packet) | Pkt | 20000 | Good Quality
184 | Scalp Vein set (All Sizes All Ranges) | Pcs | 240 | Romsons
185 | Sodalime CO2 Absorbent, 97%, 5Kg Jar | Pcs | 500 | Intersurgical
186 | Sequential Compressions Sleeves | Pcs | 500 | Covidian
187 | Silicon Ring pessary (All Sizes) | Pcs | 200 | Tynor
188 | Skin Marker (Surgical) | Pcs | 500 | Romsons
189 | Spacer (Adult) | Pcs | 5000 | LUPIN/Glenmark/Cipla
190 | Spacer (Pediatrics) | Pcs | 2500 | LUPIN/Glenmark/Cipla
191 | Spheneterotane ERCP | Pcs | 100 | Gastro
192 | Spheneterotane Triple Lumen | Pcs | 200 | Gastro
193 | Spinal Needle Pencil point (All Sizes All Ranges) | Pcs | 5000 | B Braun/Pencan
194 | Spinal Needle Quincke (All Sizes All Ranges) | Pcs | 7000 | B-Braun,Vygon, BD
195 | Spinal Needle Sprotte (All Sizes All Ranges) | Pcs | 1000 | B-Braun,Vygon
196 | Spinal Needle Whitacre (10 and 15 MM) | Pcs | 5000 | Vygon, BD
197 | Stocking Antiembolism (All Sizes All Range) | Pcs | 200 | Vitals
198 | Stylet (All Sizes All ranges) | Pcs | 200 | Intersurgical
199 | Suction Catheter Plain (All Sizes All Ranges) | Pcs | 10000 | Romsons, Gelato, Vygon, Coviden, Polyband, Mediplus
200 | Suction Catheter with Atraumatic Tip (All Sizes All Ranges) | Pcs | 5000 | Gelato, Vygon, Coviden, Polyband
201 | Suction Drain (All Sizes) | Pcs | 500 | Romson, polyband
202 | Suprapubic drainage catheter(All sizes all Ranges) | Pcs | 400 | Romson/Cook
203 | Surgical Apron (Disposable) (All Sizes) | Pcs | 1000 | Surgiwear
204 | Surgical Drape, For general Surgery/CTVS (All Sizes) | Pcs | 5000 | Surgiwear
205 | Surgical Loop (All Sizes) | Pcs | 20 | Vitals, Teleflex
206 | Thoracic Trocar Catheter (All Sizes All range) | Pcs | 100 | Romsons
207 | Three way stopcock | Pcs | 10000 | Romsons,Polymed
208 | Trachea tee (All sizes All ranges) | Pcs | 50 | Covidien,Portex
209 | Tracheostomy Filter (All sizes All ranges) | Pcs | 20 | Covidien,Portex
210 | Tracheostomy Mask (All sizes All ranges) | Pcs | 20 | Covidien,Portex
211 | Tracheostomy Tube (Cuffed) (All sizes All ranges) | Pcs | 100 | Covidien,Portex
212 | Tracheostomy Tube (Plain) (All sizes All ranges) | Pcs | 100 | Covidien,Portex
213 | Trans Urethral Resection(TUR) set | Pcs | 500 | Romson/Lamed/Polymed
214 | Trimmer | Pcs | 10000 | Romsons
215 | Trup Drape Set (Material 40-50 gsm, SMS polypropylene water repellent aperature 30 X 35 drainage funnel with filtering mesh cable & tube holder 2, Sheet size 1.5 X 1.6 m) | Pcs | 150 | CE/ISO/GMP Certified
216 | Umbelical Cord Clamp | Pcs | 12000 | Mediplus, Romson, Rusch
217 | Umbilical Catheter (All sizes All ranges) | Pcs | 2500 | VYGON
218 | Under water Hard Sealed Drainage System (All Size All Range) | Pcs | 1000 | Romsons
219 | Urea Breath Test Kit | Pcs | 1000 | CE/ISO/GMP Certified
220 | Ureteric Catheter 5F-6 F | Pcs | 150 | Cook/ Boston/ Bard
221 | Urine collection Bag | Pcs | 20000 | Romsons, Uroflow, Bard, Cook
222 | Urine collection Bag (Pediatrics) | Pcs | 1000 | Romsons, Uroflow, Bard, Cook
223 | Urine collection with Urometer | Pcs | 10000 | Romsons
224 | Urostomy bag (Transperent urostomy bag with lock and roll system made from soft non woven material with velcro opening, Hide away outlet as well as triple layer integrated charcoal filter, Urostomy bag with non return valve ) | Pcs | 10 | CE/ISO/GMP Certified
225 | VAP Kit | Pcs | 100 | BB,Vygon
226 | Vascular graft (All sizes) | Pcs | 20 | Bard/Gortex
227 | Vascular slings (All sizes) | Pcs | 100 | Bard/Gortex
228 | Vein-o-Line 10cm | Pcs | 10000 | Vygon, Romsons,Avanos,Polymed
229 | Vein-o-Line 150cm | Pcs | 10000 | Vygon, Romsons
230 | Velfore Compression Bandage | Pcs | 100 | CE/ISO/GMP Certified
231 | Volumetric Set PaediaDrip 110ML | Pcs | 50000 | Romsons
232 | Volumetric Set 110 ML | Pcs | 100000 | Romsons
233 | Volumetric Set 150ML | Pcs | 100000 | Romsons
234 | VP Shunt Medium pressure (All sizes) | Pcs | 100 | G.D Pharmaceuticals
235 | Water Seal Collecting Bag 2 ltr capacity | Pcs | 500 | Romsons/Lamed/vygon
236 | Wound Suction Drainage System (All Sizes All Ranges) | Pcs | 1000 | Halyard, Avanos
237 | Yanker Suction | Pcs | 10000 | Mediplus,Romsons
238 | Zebra wire (Straight Tip) 0.025"-0.035" | Pcs | 50 | Cook/ Boston/ Bard
239 | Surgical Drape for cardaic surgery (MVR/AVR/CABG) | Pcs | 500 | Surgiwear
240 | High Range Activated Clotting Time Cartridges | Pcs | 300 | Medetronic
241 | Triple Bottle Water Seal Chest Drain System | Pcs | 50 | USFDA Approved
242 | Haemoconcentrator | Pcs | 50 | USFDA Approved
243 | Hearing Aid | Pcs | 400 | CE/ISO Certified
244 | Tracheostomy Tube with Inner Cannul (Cuffed) (All sizes All ranges) | Pcs | 100 | Covidien,Portex
245 | Tracheostomy Tube with Inner Cannul (Plain) (All sizes All ranges) | Pcs | 100 | Covidien,Portex
246 | Trachostomy Tube Metallic-chevalior Jackson (All Sizes) | Pcs | 100 | Covidien,Portex
247 | Trachostomy Tube with air suck Triple Lumen (All Sizes) | Pcs | 100 | Covidien,Portex
248 | Ventilation Tube for middle ear Myringotomy | Pcs | 60 | CE/ISO Certified
249 | Blood Tubing Set For Haemodyalysis (Av Tubing For Dylasis) | Pcs | 5000 | Dr. Surgical, Nipro
250 | Dialyzer 15L | Pcs | 2500 | Nipro
251 | Femoral Catheter Single Lumen (All Sizes All Ranges) | Pcs | 100 | Dr. Surgical
252 | Extraventicular Drainage Set | Pcs | 20 | CE/ISO Certified
253 | Haemostatic Matress 4 X 8 | Pcs | 20 | Clinicel, surgicel
254 | Porcine Gelatin haemostatic Matrix 8 ml | Pcs | 20 | Covidian
255 | Titanium mesh for cranioplasty 2X3 inch Including 4 Screw | Pcs | 20 | CE/ISO Certified
256 | Titanium mesh for cranioplasty 6X6 inch Including 4 Screw | Pcs | 20 | CE/ISO Certified
257 | Angiography Drape Set (All Sizes) | Pcs | 100 | Surgiwear
258 | Aspheric Foldable Acrylic Intraocular lens (All sizes All Ranges) | Pcs | 100 | TECSOFT FLEX
259 | Crescent Knife | Pcs | 800 | Indowebal, Pricon
260 | Keratome Knife 2.8, 3.0,3.2 | Pcs | 600 | Indowebal, Pricon
261 | Mini Monoka Stent and Injector | Pcs | 100 | CE/ISO Certified
262 | Sideport 15 Degree | Pcs | 400 | Indowebal, Pricon
263 | Siliastic Tube (Inner Diameter of 0.50 mm and outer diameter of 0.94 mm) | Pcs | 100 | CE/ISO Certified
264 | Sterile one -piece Rigid PMMA Intraocular Lens(All sizes All Ranges) | Pcs | 500 | OBELIS
265 | Viscoelastic Material With cannula | Pcs | 1500 | Aurolab
266 | Abscess Drainage set with 14F Pigtail & Hydrophilic guidewire and dilators | Pcs | 20 | Blueneem
267 | Biopsy Gun Automatic (All Sizes) | Pcs | 350 | Bard, Argon, Target
268 | Biopsy Gun with coaxial Needle SemiAutomatic (All sizes All Ranges) | Pcs | 100 | Geotek, Argon, Target
269 | Chiba's Needle (All Sizes All ranges) | Pcs | 500 | Blueneem, Uromed
270 | Extensionn line (high pressure) for CT Contrast Injection 150 cm | Pcs | 300 | Medrad Salient
271 | Fascial Dilators (All Sizes All ranges) | Pcs | 400 | Blueneem, Uromed, Devon
272 | Guide wire J Tip,Hydrophilic (All Sizes , All Ranges) | Pcs | 500 | Blueneem, Uromed, Devon, Teremo
273 | Pigtail Catheter with connector and trocar (All sizes All Range) | Pcs | 140 | Blueneem, Cook's, Uromed
274 | Syringe (190 ml ) with QFT-contrast injection system (Angiographic Syringe) | Pcs | 500 | Medrad Salient
275 | Y-Extension Tube Dual Check Valve (Connector tubing for contrast injection) | Pcs | 400 | Medrad Salient
276 | EEA Circular Stapler (25,28,31,33)mm | Pcs | 100 | Covidien
277 | EEA hemorrhoid Stapler 33.5mm | Pcs | 100 | Covidien
278 | GI stapler for open Surgery Circular EEA Stapler 29 mm | Pcs | 50 | Vitals
279 | GI stapler for open Surgery Circular EEA Stapler 31 mm | Pcs | 10 | Ethicon/ Covidien
280 | GI stapler for open Surgery Circular EEA Stapler 29 mm | Pcs | 10 | Vitals
281 | GI stapler for open Surgery Endo GI Cartridge: triple suture line green, blue, white, golden | Pcs | 40 | Ethicon/ Covidien
282 | GI stapler for open Surgery Endo GI Stapler (Gun) | Pcs | 5 | Ethicon/ Covidien
283 | GI stapler for open Surgery Linear, 2 row GIA Cartridge Blue 60 mm | Pcs | 100 | Ethicon/ Covidien
284 | GI stapler for open Surgery Linear, 2 row GIA Cartridge Green 60 mm | Pcs | 100 | Ethicon/ Covidien
285 | GI stapler for open Surgery Linear, 2 row GIA Cartridge Blue 80 mm | Pcs | 100 | Ethicon/ Covidien
286 | GI stapler for open Surgery Linear, 2 row GIA Cartridge green 80 mm | Pcs | 100 | Ethicon/ Covidien
287 | GI stapler for open Surgery Linear, 2 row GIA Stapler 60 mm | Pcs | 5 | Ethicon/ Covidien
288 | GI stapler for open Surgery Linear, 2 row GIA Stapler 80 mm | Pcs | 5 | Vitals/Ethicon/ Covidien
289 | GI stapler for open Surgery Linear, 2 row GIA Stapler Blue 100 mm | Pcs | 100 | Vitals/Ethicon/ Covidien
290 | GI stapler for open Surgery Linear, 2 row GIA Stapler Blue 60 mm | Pcs | 100 | Vitals /Ethicon/ Covidien
291 | GI stapler for open Surgery Linear, 2 row GIA Stapler Blue 80 mm | Pcs | 100 | Vitals /Ethicon/ Covidien
292 | GI stapler for open Surgery Linear, 2 row GIA Stapler Green 100 mm | Pcs | 100 | Vitals /Ethicon/ Covidien
293 | GI stapler for open Surgery Linear, 2 row GIA Stapler Green 60 mm | Pcs | 100 | Vitals /Ethicon/ Covidien
294 | GI stapler for open Surgery Linear, 2 row GIA Stapler Green 80 mm | Pcs | 100 | Vitals /Ethicon/ Covidien
295 | GI stapler for open Surgery TA Stapler green | Pcs | 10 | Ethicon/ Covidien/Vital
296 | GI stapler for open Surgery Thoracoabdominal stapler 45 mm | Pcs | 5 | Ethicon/ Covidien/Vital
297 | GIA Double Staggered Single use Loading Unit (SULU) 60 X3.8/60 X4.8 mm | Pcs | 100 | Covidien
298 | GIA Double Staggered Single use Loading Unit (SULU) 60 X3.8/60 X4.8 mm | Pcs | 100 | Covidien
299 | GIA Double Staggered Single use Loading Unit (SULU) 80 X3.8/80 X4.8 mm | Pcs | 100 | Covidien
300 | GIA Triple Staggered Single use Loading Unit (SULU) 60 mm Medium/thick | Pcs | 100 | Covidien
301 | GIA Triple Staggered Single use Loading Unit (SULU) 80 mm Medium/thick | Pcs | 100 | Covidien
302 | Protack Mess Fixation Device (Tracker) | Pcs | 100 | Covidien
303 | Skin Stapler | Pcs | 4500 | Vitals, Teleflex, Covidian, Trupler, Manipler, Meril
304 | TA Double Straggered Single use Loading Unit (SULU) 45 X 3.5 mm/45 X4.8 mm | Pcs | 50 | Covidien
305 | TA Double Straggered Single use Loading Unit (SULU) 60 X 3.5 mm/60 X4.8 mm | Pcs | 50 | Covidien
306 | Triple Line stapler (All Size All Ranges) | Pcs | 100 | Covidien
307 | 3D Max Mesh (For Right and left each side) | PCS | 600 | Bard
308 | Absorbable Adhesion Barrier 3"X4" Single Foil | Pcs | 200 | Meril, Vitals,B. Braun, Bard, Ethicon
309 | Absorable Gelatin Sponge 12 mm | Pcs | 50 | Gelfoam (Pfizer)
310 | Absorbable Gelatin Sponge (Gel Foam) | Pcs | 5000 | Healthium
311 | Absorbable Hemostat, Endoscopic 2-in-1 Applicator | Pcs | 4 | Meril, Vitals,B. Braun, Bard, Ethicon
312 | Absorbable Hemostat, Powder, 3.0 Grams | Pcs | 50 | Meril, Vitals,B. Braun, Bard, Ethicon
313 | Absorbable Hemostat,1 in X 1 in | Pcs | 200 | Meril, Vitals,B. Braun, Bard, Ethicon
314 | Absorbable Hemostat,1 in X 2 in | Pcs | 2000 | Meril, Vitals,B. Braun, Bard, Ethicon
315 | Absorbable Hemostat,1 in X 3.5 in | Pcs | 200 | Meril, Vitals,B. Braun, Bard, Ethicon
316 | Absorbable Hemostat,2 in X 4 in | Pcs | 2000 | Meril, Vitals,B. Braun, Bard, Ethicon
317 | Absorbable Hemostat,3 in X 4 in | Pcs | 200 | Meril, Vitals,B. Braun, Bard, Ethicon
318 | Absorbable Hemostat,4 in X 4 in | Pcs | 2000 | Meril, Vitals,B. Braun, Bard, Ethicon
319 | Absorbable Hemostat,6 in X 9 in | Pcs | 100 | Meril, Vitals,B. Braun, Bard, Ethicon
320 | Absorbent Underpad Non sterile 60 cmX90 cm | Pcs | 100 | Romsons
321 | Adhesive 2- Octyl Cyanoacrylate,0.36 ml, Topical Skin | Pcs | 30 | Meri,Covidien,Ethicon
322 | Adhesive 2- Octyl Cyanoacrylate,0.5 ml,Topical Skin | Pcs | 30 | Meri,Covidien,Ethicon
323 | Adhesive Absorbent wound Pad | Pcs | 500 | Handiplast
324 | Adhesive Dressing (Primapore) (All Sizes All ranges) | Pcs | 6000 | Goodlife Pharmacy
325 | Adhesive Elastic Bandage (All Sizes All ranges) | Pcs | 2500 | Tynor
326 | Adhesive Paper Tape 1/2", 1" ,2",3",4",5" | Pcs | 100000 | Suture India
327 | Adhesive Semipermeable water proff plastic wound dressing with silver Island (All sizes All Ranges) | Pcs | 500 | Sterizone
328 | Adhesive Tape Cloth (All Size All Range) | Pcs | 20000 | Elastoplast, Leucoband, BSN
329 | Adhesive Tape permeable Non- Woven (All Sizes All Ranges) | Pcs | 600 | Romsons
330 | Adhesive Tape Plater with Zinc Oxide (All Sizes All Range) | Pcs | 1000 | Romsons
331 | Adhesive Transparent Film Dressings with chlorhexidine 8.5CMx11.5CM | Pcs | 2000 | 3M Healthcare/Tegaderm
332 | Adhesive wound Dressing Non-Woven (All sizes, All Ranges) | Pcs | 5000 | Dresspore , Dermacare Surgicals
333 | Adhesive wound Dressing Non-Woven with Silver Pad(All Sizes All Ranges) | Pcs | 1000 | Dermacare Surgicals
334 | Adhesive Wound Dressing Pad (All sizes All Ranges) | Pcs | 5000 | Sterizone
335 | Chlorohexidine Dressing Guage (ALL Sizes) | Pcs | 500 | Bactigras
336 | Composite mesh ,20cm X 25 cm | Pcs | 200 | Bard
337 | Composite mesh 15cm X 10 cm | Pcs | 200 | Bard
338 | Composite mesh, 20cm X 15 cm | Pcs | 200 | Bard
339 | Composite mesh,30cm X 30 cm | Pcs | 200 | Bard
340 | Dressing Cloth (All Sizes) | Pcs | 5000 | Smith & nephew medical limited
341 | Endoscopic Specimen Retrieval Bag (All Sizes) | Pcs | 25 | Meril, Vitals,B. Braun, Bard, Ethicon
342 | Endoscopic Specimen Retrieval Bag Introducer (All Sizes) | Pcs | 25 | Meril, Vitals,B. Braun, Bard, Ethicon
343 | Fixation Device Absorabatack 5 mm | Pcs | 10 | Covidien
344 | Fixation Device Absorbable Strap ,12 Straps | Pcs | 20 | Meril, Vitals,B. Braun, Bard, Ethicon
345 | Fixation Device Absorbable Strap ,25 Straps | Pcs | 20 | Meril, Vitals,B. Braun, Bard, Ethicon
346 | Fixation Device Open Absorbable Strap ,20 Straps | Pcs | 10 | Meril, Vitals,B. Braun, Bard, Ethicon
347 | Fixation System Permafix 30Tacks | Pcs | 160 | Bard
348 | Gauze Bandage (All Sizes) | Pcs | 5000 | Romsons
349 | Gauze Bandage Rolled (All Sizes) | Pcs | 6000 | Romsons
350 | Gauze Dressing Paraffin (All Sizes) | Pcs | 5000 | Romsons
351 | Gelatin Hemostatic Matrix with thrombin ,8 ml | Pcs | 300 | Meril, Vitals,B. Braun, Bard, Ethicon
352 | Gelatin Hemostatic Matrix, 8 ML | Pcs | 300 | Meril, Vitals,B. Braun, Bard, Ethicon
353 | Gelatin Hemostatic Matrix, Endoscopic Applicator | Pcs | 300 | Meril, Vitals,B. Braun, Bard, Ethicon
354 | Gelatin Hemostatic Powder, 1 gm | Pcs | 300 | Meril, Vitals,B. Braun, Bard, Ethicon
355 | Hemostatic Absorbable Gelatin Sponge 0.3 cm X 8 cm | Pcs | 200 | Meril, Vitals,B. Braun, Bard, Ethicon
356 | Hemostatic Absorbable Gelatin Sponge 20 cm X 7 cm X 0.05 cm | Pcs | 300 | Meril, Vitals,B. Braun, Bard, Ethicon
357 | Hemostatic Absorbable Gelatin Sponge 7 cm X 5 cm X 0.1 cm | Pcs | 200 | Meril, Vitals,B. Braun, Bard, Ethicon
358 | Hemostatic Absorbable Gelatin Sponge 7 cm X 5 cm X 1.0 cm | Pcs | 100 | Meril, Vitals,B. Braun, Bard, Ethicon
359 | Hernia Kit 6 x 11cm | Pcs | 250 | Meril, Vitals,B. Braun, Bard, Ethicon
360 | Hernia Kit 7.5 x 15 cm | Pcs | 250 | Meril, Vitals,B. Braun, Bard, Ethicon
361 | Impregnated Sterile Dressing (All Sizes) | Pcs | 500 | BSN
362 | Inguinal Mesh Device, Onlay Oval 6 cm x12 cm, Underlay Diameter 10 x 12 cm Oval, | Pcs | 250 | Meril, Vitals,B. Braun, Bard, Ethicon
363 | Inguinal Mesh Device, Onlay Oval 6 cm x12 cm, Underlay Diameter 10 cm Circular, | Pcs | 10 | Meril, Vitals,B. Braun, Bard, Ethicon
364 | Inguinal Mesh Device, Onlay Oval 6 cmx12 cm, Underlay Diameter 7.5 cm Circular, | Pcs | 10 | Meril, Vitals,B. Braun, Bard, Ethicon
365 | Ligation Clip 100 (Provided With applicator free of cost According to Hospital Need) | Pcs | 300 | Meril,Covidien,Ethicon, Welfare, Vitals
366 | Ligation Clip 200 (Provided With applicator free of cost According to Hospital Need) | Pcs | 100 | Meril,Covidien,Ethicon, Welfare, Vitals
367 | Ligation Clip 300 (Provided With applicator free of cost According to Hospital Need) | Pcs | 300 | Meril,Covidien,Ethicon, Welfare, Vitals
368 | Ligation Clip 400 (Provided With applicator free of cost According to Hospital Need) | Pcs | 200 | Meril,Covidien,Ethicon, Welfare, Vitals
369 | Ligation Clip HEM-O-LOK (All Sizes All Ranges) (Provided With applicator free of cost According to Hospital Need) | Pcs | 400 | Meril, Vitals,B. Braun, Bard, Ethicon
370 | Macroporous Absorbable Mesh,10 x 15 CM | Pcs | 20 | Meril, Vitals,B. Braun, Bard, Ethicon
371 | Macroporous Absorbable Mesh,15 x 15 CM | Pcs | 20 | Meril, Vitals,B. Braun, Bard, Ethicon
372 | Macroporous Absorbable Mesh,15 x 30 CM | Pcs | 20 | Meril, Vitals,B. Braun, Bard, Ethicon
373 | Macroporous Absorbable Mesh,30 x 30 CM | Pcs | 20 | Meril, Vitals,B. Braun, Bard, Ethicon
374 | Macroporous Absorbable Mesh,6 X 12 CM | Pcs | 20 | Meril, Vitals,B. Braun, Bard, Ethicon
375 | Macroporous Absorbable Mesh,7.6 x 15 CM | Pcs | 20 | Meril, Vitals,B. Braun, Bard, Ethicon
376 | Macroporous Partially Absorbable Mesh,10 cm x 15 cm | Pcs | 20 | Meril, Vitals,B. Braun, Bard, Ethicon
377 | Macroporous Partially Absorbable Mesh,15 cm x 15 cm | Pcs | 20 | Meril, Vitals,B. Braun, Bard, Ethicon
378 | Macroporous Partially Absorbable Mesh,6 cm x11 cm | Pcs | 20 | Meril, Vitals,B. Braun, Bard, Ethicon
379 | Macroporous Partially Absorbable Mesh,7.6 cm x15 cm | Pcs | 20 | Meril, Vitals,B. Braun, Bard, Ethicon
380 | Mid-urethral synthetic sling System | Pcs | 20 | Meril, Vitals,B. Braun, Bard, Ethicon
381 | Multilayer Tissue Sparating Mesh,10 cm x 15 cm Oval | Pcs | 10 | Meril, Vitals,B. Braun, Bard, Ethicon
382 | Multilayer Tissue Sparating Mesh,15 cm x 15 cm Square | Pcs | 10 | Meril, Vitals,B. Braun, Bard, Ethicon
383 | Multilayer Tissue Sparating Mesh,15 cm x 20 cm Oval | Pcs | 10 | Meril, Vitals,B. Braun, Bard, Ethicon
384 | Multilayer Tissue Sparating Mesh,20 cm x 25 cm Oval | Pcs | 10 | Meril, Vitals,B. Braun, Bard, Ethicon
385 | Multilayer Tissue Sparating Mesh,20 cm x 30 cm Rectangle | Pcs | 10 | Meril, Vitals,B. Braun, Bard, Ethicon
386 | Multilayer Tissue Sparating Mesh,7.5 cm x 15 cm Rectangle | Pcs | 10 | Meril, Vitals,B. Braun, Bard, Ethicon
387 | Nasal Dressing Sponge(All Sizes All Ranges) | Pcs | 1200 | Merocel
388 | Open Flexible Composite Mesh Device,10 cm | Pcs | 10 | Meril, Vitals,B. Braun, Bard, Ethicon
389 | Open Flexible Composite Mesh Device,12 x 15 cm | Pcs | 10 | Meril, Vitals,B. Braun, Bard, Ethicon
390 | Open Flexible Composite Mesh Device,15 x 20 cm | Pcs | 10 | Meril, Vitals,B. Braun, Bard, Ethicon
391 | Open Flexible Composite Mesh Device,15 x 25 cm | Pcs | 10 | Meril, Vitals,B. Braun, Bard, Ethicon
392 | Open Flexible Composite Mesh Device,20 x 30 cm | Pcs | 10 | Meril, Vitals,B. Braun, Bard, Ethicon
393 | Open Flexible Composite Mesh Device,25 x 36 cm | Pcs | 10 | Meril, Vitals,B. Braun, Bard, Ethicon
394 | Oxidized Cellulose Polymer Absorbable Hemostat,2 in X 14 in | Pcs | 200 | Meril, Vitals,B. Braun, Bard, Ethicon
395 | Oxidized Cellulose Polymer Absorbable Hemostat,2 in X 3 in | Pcs | 200 | Meril, Vitals,B. Braun, Bard, Ethicon
396 | Oxidized Cellulose Polymer Absorbable Hemostat,4 in X 8 in | Pcs | 200 | Meril, Vitals,B. Braun, Bard, Ethicon
397 | oxidized regenerated cellulose (ORC) fabric,PROLENE soft mesh, a nonabsorbable polypropylene mesh Ventral Patch (MEDIUM),6.4 cm Diameter | Pcs | 200 | Meril, Vitals,B. Braun, Bard, Ethicon, Healthium
398 | Padding Bandage (All Sizes) | Pcs | 5000 | BSN
399 | Polyglactin 910 Knitted Mesh,15 cm x 15 cm | Pcs | 240 | Meril, Covidian, Healthium,B. Braun, Bard, Ethicon
400 | Polyglactin 910 Knitted Mesh,30 cm x 30 cm | Pcs | 240 | Meril, Covidian, Healthium,B. Braun, Bard, Ethicon
401 | Polypropylene Inguinal Mesh Device Extended, Onlay Patch: width - 2 5/32" (5.5 cm); length - 4 15/16”(12.5 cm), Connector: diameter - 3/4" (1.9 cm); height -1/2(1.3 cm), Underlay Patch: diameter - 4" (10 cm) | Pcs | 240 | Meril, Vitals,B. Braun, Bard, Ethicon
402 | Polypropylene Inguinal Mesh Device Medium, Onlay Patch: width -1 3/4"(4.5 cm); length - 3 15/16"(10 cm), Connector: diameter - 3/4" (1.9 cm); height - 1/2"(1.3 cm), Underlay Patch: diameter - 3" (7.5 cm) | Pcs | 240 | Meril, Vitals,B. Braun, Bard, Ethicon
403 | Polypropylene Mesh 6cm x 11cm | Pcs | 240 | Meril, Vitals,B. Braun, Bard, Ethicon
404 | Polypropylene Mesh 7.6 cm x 15cm | Pcs | 240 | Meril, Vitals,B. Braun, Bard, Ethicon
405 | Polypropylene Mesh,10 cm x 15 cm | Pcs | 240 | Meril, Vitals,B. Braun, Bard, Ethicon
406 | Polypropylene Mesh,15 cm x 15 cm | Pcs | 240 | Meril, Vitals,B. Braun, Bard, Ethicon
407 | Polypropylene Mesh,30 cm x 30 cm | Pcs | 240 | Meril, Vitals,B. Braun, Bard, Ethicon
408 | Polypropylene Mesh,6 cm x 11 cm | Pcs | 240 | Meril, Vitals,B. Braun, Bard, Ethicon
409 | Polypropylene Mesh,7.6 cm x15 cm | Pcs | 240 | Meril, Vitals,B. Braun, Bard, Ethicon
410 | Polypropylene Mesh,Light ,10cm X 15 cm | Pcs | 500 | Vitals/ B. Braun/ Bard/ Suture India/ Centenial/ Ethicon
411 | Polypropylene Mesh,Light ,15cm X 15 cm | Pcs | 500 | Vitals/ B. Braun/ Bard/ Suture India/ Centenial/ Ethicon
412 | Polypropylene Mesh,Light ,7.5cm X 15 cm | Pcs | 500 | Vitals/ B. Braun/ Bard/ Suture India/ Centenial/ Ethicon
413 | Polypropylene Soft Macroporous Light Weight Mesh,15 cm x 15 cm | Pcs | 24 | Vitals/ B. Braun/ Bard/ Suture India/ Centenial/ Ethicon
414 | Polypropylene Soft Macroporous Light Weight Mesh,25 cm x 25 cm | Pcs | 24 | Vitals/ B. Braun/ Bard/ Suture India/ Centenial/ Ethicon
415 | Polypropylene Soft Macroporous Light Weight Mesh,35.6 cm x 30 cm | Pcs | 24 | Vitals/ B. Braun/ Bard/ Suture India/ Centenial/ Ethicon
416 | Polypropylene Soft Macroporous Light Weight Mesh,6.4 cm x 11.4 cm | Pcs | 24 | Vitals/ B. Braun/ Bard/ Suture India/ Centenial/ Ethicon
417 | Polypropylene Soft Macroporous Light Weight Mesh,7.6 cm x 15 cm | Pcs | 24 | Vitals/ B. Braun/ Bard/ Suture India/ Centenial/ Ethicon
418 | Polypropylene Soft Mesh | Pcs | 24 | Vitals/ B. Braun/ Bard/ Suture India/ Centenial/ Ethicon
419 | Polypropylene Unidirectional 30cm,1/2 Circle, Taper Point, SH-1,22 mm,2-0 | Pcs | 24 | Vitals/ B. Braun/ Bard/ Suture India/ Centenial/ Ethicon
420 | Protective Disc with CHG –BIOPATCH Antimicrobial Drssing, 1” disk (2.5 cm) w/4.0 mm center hole | Pcs | 50 | Vitals/ B. Braun/ Bard/ Suture India/ Centenial/ Ethicon
421 | Protective Disc with CHG –BIOPATCH Antimicrobial Drssing, 1” disk (2.5 cm) w/7.0 mm center hole | Pcs | 50 | Vitals/ B. Braun/ Bard/ Suture India/ Centenial/ Ethicon
422 | Protective Disc with CHG –BIOPATCH Antimicrobial Drssing, 3/4” disk (1.9 cm) w/1.5 mm center hole | Pcs | 50 | Vitals/ B. Braun/ Bard/ Suture India/ Centenial/ Ethicon
423 | Pubo-urethral sling Device | Pcs | 10 | Vitals/ B. Braun/ Bard/ Suture India/ Centenial/ Ethicon
424 | Skin Closure System,22 cm Mesh & 3.8 ml Liquid adhesive | Pcs | 20 | Vitals/ B. Braun/ Bard/ Suture India/ Centenial/ Ethicon
425 | Skin Closure System,60 cm Mesh & 3.8 ml Liquid adhesive | Pcs | 20 | Vitals/ B. Braun/ Bard/ Suture India/ Centenial/ Ethicon
426 | Skin Closure System,Two 21 cm Mesh & 3.8 ml Liquid adhesive | Pcs | 20 | Vitals/ B. Braun/ Bard/ Suture India/ Centenial/ Ethicon
427 | Skin graft Blade(Downs Blade) | Pcs | 200 | Paramount
428 | Tension-free Vaginal Tape System (All Sizes) | Pcs | 200 | Fresenius kabi, Intersurgical
429 | Transobturator mid-urethral sling System | Pcs | 30 | Meri,Covidien,Ethicon
430 | Umbilical Cotton Tape 3mmx 75 cm | Pcs | 1000 | Ethicon
431 | Collacote | Pcs | 3 | Cologenesis Healthcare, Geistlich
432 | Collaplug | Pcs | 4 | Cologenesis Healthcare, Geistlich
433 | Collatape | Pcs | 3 | Cologenesis Healthcare, Geistlich
434 | Haemostatic Matress 2 Inch *3 Inch | Pcs | 20 | Ethicon
435 | Hemostatic Pellets 2.3 gm (Pkt) | Pcs | 10 | Racellet
436 | Oral RAE Tube Cuffed (3,3.5,4,4.5,5) | Pcs | 100 | Romsom, Lamed
437 | Plates 1.5,2 mm L Shap Big R/L | Pcs | 60 | Medicon
438 | Plates 1.5,2 mm L Shap Smal R/L | Pcs | 100 | Medicon
439 | Plates 1.5,2 mm Orbita 4 Hole With Bar | Pcs | 20 | Medicon
440 | Plates 1.5,2 mm Orbita 4 Hole Without Bar | Pcs | 20 | Medicon
441 | Plates 1.5,2 mm Orbita 6 Hole With bar | Pcs | 10 | Medicon
442 | Plates 1.5,2 mm Orbita 6 Hole Without Bar | Pcs | 10 | Medicon
443 | Plates 1.5,2 mm Tita 16 Hole Withaot Bar | Pcs | 5 | Medicon
444 | Plates 1.5,2 mm Tita 2 Hole With Bar | Pcs | 20 | Medicon
445 | Plates 1.5,2 mm Tita 20 Hole Withaot Bar | Pcs | 5 | Medicon
446 | Plates 1.5,2 mm Tita 3 Hole With Bar | Pcs | 20 | Medicon
447 | Plates 1.5,2 mm Tita 3 Hole Without Bar | Pcs | 20 | Orthomax
448 | Plates 1.5,2 mm Tita 4 Hole With Bar | Pcs | 200 | Medicon
449 | Plates 1.5,2 mm Tita 4 Hole Withaot Bar | Pcs | 20 | Normed
450 | Plates 1.5,2 mm Tita 5 Hole With Bar | Pcs | 20 | Medicon
451 | Plates 1.5,2 mm Tita 5 Hole Withaot Bar | Pcs | 20 | Medicon
452 | Plates 1.5,2 mm Tita 6 Hole With Bar | Pcs | 50 | Medicon
453 | Plates 1.5,2 mm Tita 6 Hole Withaot Bar | Pcs | 30 | Medicon
454 | Plates 1.5,2 mm Tita 8 Hole Withaot Bar | Pcs | 20 | Medicon
455 | Plates 2.5 mm Tita 16 Hole Without Bar | Pcs | 5 | Medicon
456 | Plates 2.5 mm Tita 20 Hole Without Bar | Pcs | 5 | Medicon
457 | Plates 2.5 mm Tita 8 Hole Without Bar | Pcs | 5 | Medicon
458 | Reconstruction | Pcs | 5 | Medicon
459 | Reconstruction Plate With condyle Unit R/L | Pcs | 10 | Medicon
460 | Screws 1.5/3-8 mm Sloted / Crosshead | Pcs | 500 | Medicon
461 | Screws 1.5/9-12 mm Sloted / Crosshead | Pcs | 300 | Medicon
462 | Screws 2.5/14-16 mm | Pcs | 50 | Medicon
463 | Screws 2.5/4-12 | Pcs | 100 | Medicon
464 | Screws 2/11-16 mm / Crosshead | Pcs | 300 | Medicon
465 | Screws 2/4-10 mm / Crosshead | Pcs | 500 | Medicon
466 | Punch ( 5 mm, 6 mm) | Pcs | 50000 | Paramount punch biopsy, Dermaindia
467 | Buccal Self Mini Screw (2*12mm) | Pcs | 20 | Sk surgical, Vector Tas
468 | Ceramic Brakets ( 0.022 ) | Pcs | 50 | Mt dent
469 | Electric Tooth brush With Soft Bristle | Pcs | 100 | IPCA, Thermoseal
470 | Extraoral Elastics 3/8" (8 OZ), 1/2"(14 oz), 5/16"(14 oz), 3/18 (16 OZ) | Pkt | 10 | Captain,Rabbit
471 | Inter dental brush | Pkt | 1000 | Proxa Brush
472 | Intraoral Elastics 3/16" (4.5 OZ), 5/16" (4.5 OZ), 1/4"(2.5 oz) | Pkt | 100 | Captain,Rabbit
473 | IZC Mini Screw(2*12 mm) | Pcs | 20 | Sk surgical, Vector Tas , Mt dent
474 | Lingual Bracket | Pcs | 10 | Sk Surgical, Vector Tas, Mt dent
475 | Metalic Brackets ( 0.022 ) Mbt / Roth | Pcs | 500 | Sephire,Centrino, Mt dent
476 | Metalic Brackets ( 0.022 ) Mbt / Roth | Pcs | 500 | Sephire,Centrino, Mt dent
477 | Metalic Brackets ( 0.022 ) Mbt / Roth | Pcs | 500 | Mt dent
478 | Metalic Brackets ( 0.022 ) Mbt / Roth | Pcs | 500 | Wal dent , Mt dent,Foresta dent
479 | Mini Screw (1.5*8mm) | Pcs | 500 | Sk Surgical, Vector Tas
480 | Orthodontic Tooth brush | Pcs | 100 | IPCA
481 | Palatal Mini Screw (2*10mm) | Pcs | 50 | Sk surgical, Vector Tas , Mt dent
482 | Self Ligating Bracket ( 0.022 ) | Pcs | 50 | STB
483 | Arch Bar (Stainless Steel) | Pcs | 100 | ORMCONebula ,orthonex, Astralia
484 | Ball end Clasp (SS) | Pcs | 50 | 3 M UnitekTp Ortho Rocky Mountain
485 | Brest Pump Devices | Pcs | 10 | Medela ,Avenit, Luvlap
486 | Buccle tubes( Wieldable and bandable ) | Pcs | 60 | ORMCO ,3m, Unitekheadway
487 | Collagen Sponge Sachets | Pcs | 24 | Surgospon, Srigopal, AB gel
488 | Corugated Rubber Drain | Pcs | 25 | Desco,Romsoms,Jaison
489 | Disposable and Autoclavable nasal hoods for nois ( Inhalation Sedation ) | Pcs | 50 | matrix Autocalvble nasal Hood ,porter Intruments Autoclavable Nasal Hood ,Accutorn 33020 Nitrous unit Nasal hood H
490 | Elastoplast Tape | Pcs | 24 | Beiersdorf, Elostoplast band aid, Jonson and Jonson
491 | Expansion Screw 2 pin 3 pin | Pcs | 100 | denext,Dentauru, Scheu
492 | Face mask With Head Gear ,AD protraction facemask | Pcs | 5 | ORMCO ,Rabbit,Captain
493 | Feeding Bottle with Physiological Nipples | Pcs | 25 | Chicco,Wee baby ,Flipsi baby
494 | Hyrax/ expansion screw | Pcs | 12 | Stardent, Leon ,Dentaurum
495 | Leukosan Adhesives,Adhesive Tape | Pcs | 25 | Bsn,Leukosan ,Adhesivstruseal
496 | Lingual Button | Pcs | 6 | Orthoclassic,Leon ,Captain
497 | Open and Close coil Spring | Pcs | 25 | G&H,Leon, Rabbit, Force
498 | Orthodontics Brakets (SS) | Pcs | 5 | MetroOSL India,Dentaurum
499 | Orthodontics Elastics | Pcs | 5 | JMUSonic,American Orthotree
500 | Pediatric Tooth Brush Finger Brus | Pcs | 500 | Kids Bunny, Kids oral B, Colgate Tooth brush for kids
501 | Pediatric Toothpaste 500 ppm,1000ppm Fluoride | Pcs | 3600 | Kodomo Colgate,Kids Bunny
502 | PNAM tape Roll | Pcs | 100 | Steripore,Steripore Plus
503 | Poly vinyl Sheets | Pkt | 50 | Biostar, Shintra
504 | Power Tooth Brush | Pcs | 100 | Oral - B, Colget Proclinical 150,Trisa pro Clean Timer Kid
505 | Pre- Orthodontics trainer | Pcs | 12 | T4 k Trainer, Ik3 Trainer,MRC, MyobraCee
506 | Prefabricated bands | Pcs | 100 | ORMCOPeerless,trimlime Standard
507 | Prefebricated Sectional Matrix bands,Metrix Refil | Pcs | 500 | Wagotrix,Garrisontitin,F1 kit
508 | Ribbon fiber Widsth 2 mm | Pkt | 20 | Ever Strik,Ribbon Ribbon
509 | Ribbon fiber Widsth 3 mm | Pkt | 20 | Ever StrikRibbon Ribbon
510 | Ribbon fiber Widsth 4 mm | Pkt | 20 | Ever StrikRibbon Ribbon
511 | Silver Solder ,solder wire silver solder | Pcs | 70 | Moder Orthodontics, ORMCO silver lotsil vabrite
512 | Stainless Steel wires (19,20,21,23,26) SS Wire | Kg | 10 | KC, SRX Smith and CO,Samit Facebow
513 | Stresistrip for Skin Closure 3M | Strip | 5 | Nexacare, 3m Steri StripL,loyds
514 | Strip Crowns | Pcs | 100 | 3M ESPEDental kids Stip Cron From Pediatric deciduous Primary anterior CrownTransparent teeth Crown for dids composite Resin dental kids primary Anterior teeth crowns
515 | Titanium trauma Splint | Pcs | 20 | Medartis ,AGSplint, SSTTs
516 | Bone Graft meterials 30 % Hydroxyapatite+70% B-Tricalcium phosphat | Pcs | 100 | Bio-Oss,Osteon- 11
517 | Collagen membrane | Pcs | 100 | Bio-Oss, Periocol-GTR
518 | Dental Floss | Pcs | 1000 | IPCA, Thermoseal Dental Floss, oral B Glide ,Oratek
519 | Dental Implant | Pcs | 300 | Adin,Dentium , AB Dental
520 | Denture Cleaner | Pcs | 200 | Corega 3-Minut Daily Cleaner Clinsodent Denture Cleansing ( IPCA) Dental Duty Retainer Cleaner
521 | Desensitising Toothpaste | Pcs | 500 | R.A Thermoseal ,Sensodyne
522 | Interdental Brushes | Pcs | 1000 | Thermoseal, Proxa trisa, Emfres, Interdenatal Bruseshes, Thermos ,Ealproxaws ,Gum Proxa brus, Dr. Smith Proxa Brush
523 | Abdominal Binder (All Size) | Pcs | 400 | Tynor
524 | Abdominal Corset Plain (All Sizes All Ranges) | Pcs | 400 | Tynor
525 | Ankle Binder (All Size All Ranges ) | Pcs | 400 | Tynor
526 | Ankle Brace (All Size All Ranges ) | Pcs | 500 | Tynor
527 | Ankle Immobilizer (All Size All Ranges ) | Pcs | 100 | Tynor
528 | Ankle support (All Size All Ranges ) | Pcs | 200 | Tynor
529 | Arm brace (All Size All Ranges) | Pcs | 210 | Tynor
530 | Arm Sling (All Sizes All Ranges) | Pcs | 400 | Tynor
531 | Cervical Collar hard (All Sizes) | Pcs | 100 | Tynor
532 | Cervical Traction (All Sizes) | Pcs | 200 | Tynor
533 | Cervical Traction (Sand Bag) (All Sizes All Range) | Pcs | 200 | Tynor
534 | Chest Binder (All Sizes) | Pcs | 400 | Tynor
535 | Clavicle Brace (All Sizes) | Pcs | 400 | Tynor
536 | Cockup Splint (All Sizes) | Pcs | 600 | Tynor
537 | Elbow Brace (All Sizes) | Pcs | 160 | Tynor
538 | Elbow Tennis Brace (All Sizes All Ranges) | Pcs | 200 | Tynor
539 | Finger Cot (All Sizes) | Pcs | 50 | Tynor
540 | Finger Extension Splint (All Sizes All Ranges) | Pcs | 50 | Tynor
541 | Foot Drop (All Sizes) | Pcs | 500 | Tynor
542 | Foot Drop Splint (All Ranges, All Sizes) | Pcs | 150 | Tynor
543 | Frog Splint (All Sizes) | Pcs | 500 | Tynor
544 | Gel Exercise Ball (All Sizes) | Pcs | 200 | Tynor
545 | Hell Cushion Silicon (All Sizes All Ranges) | Pcs | 500 | Tynor
546 | Hell Pad Silicon (All Sizes All Ranges) | Pcs | 500 | Tynor
547 | Hell Rubber Cast (All Sizes All Ranges) | Pcs | 40 | Tynor
548 | Hyper Extension Brace (All Sizes) | Pcs | 300 | Tynor
549 | Knee Brace (All Sizes All Ranges) | Pcs | 50 | Tynor
550 | Knee Brace Limited Motion (All Sizes) | Pcs | 500 | Tynor
551 | Knee Brace Open Patella (All Sizes All Ranges) | Pcs | 50 | Tynor
552 | Knee Immobilizer(All Sizes All Ranges) | Pcs | 80 | Tynor
553 | Knee Support (All Sizes) | Pcs | 500 | Tynor
554 | Knuckle Binder (All Sizes All Ranges) | Pcs | 100 | Tynor
555 | Leg Traction (All Sizes All Ranges) | Pcs | 100 | Tynor
556 | Leg Traction Appliances (All Sizes All Ranges) | Pcs | 100 | Tynor
557 | Lumber Belt (All Sizes All Ranges) | Pcs | 100 | Tynor
558 | Lumber Sacral Corset (All Sizes All Ranges) | Pcs | 300 | Tynor
559 | Pelvic binder (All Sizes) | Pcs | 500 | Tynor
560 | Planter Support (All Sizes All Ranges All Variation) | Pcs | 50 | Tynor
561 | Plaster Of Paris 10 CM | Pcs | 20000 | Rapidur/Popband/Gypsona
562 | Plaster Of Paris 15 CM | Pcs | 20000 | Rapidur/Popband/Gypsona
563 | Scrotal Support (All Sizes All Ranges) | Pcs | 1000 | Tynor
564 | Shoulder Immobilizer (All Sizes) | Pcs | 500 | Tynor
565 | Skin Traction set (All Sizes All Ranges) | Pcs | 60 | Tynor
566 | Stocking Cotton Ribbed (All Sizes All Range) | Pcs | 500 | Tynor
567 | Stocking Varicose Vein (All Size All Range) | Pcs | 1400 | Tynor
568 | Taylor's brace (All Sizes All Ranges) | Pcs | 300 | Tynor
569 | Thraco Lumber Appliances(All sizes All Ranges) | Pcs | 50 | Portex
570 | Thumb Spica Splint(All Sizes All Ranges) | Pcs | 50 | Tynor
571 | Top Phil (All sizes All Ranges) | Pcs | 100 | Tynor
572 | Tourniquit (All Sizes All Ranges) | Pcs | 500 | Tynor
573 | Walking Cane (All Sizes) | Pcs | 50 | Tynor
574 | Walking Cane quadripoid (All Sizes) | Pcs | 500 | Tynor
575 | Walking Crutches (All Sizes) | Pcs | 100 | Tynor
576 | Walking Elbow Cruthes (All Sizes) | Pcs | 120 | Tynor
577 | Wrist Splint (All Size All Range) | Pcs | 500 | Tynor
578 | Wrist Support (All Size All Range) | Pcs | 500 | Tynor
579 | Full Gown (All Sizes All Ranges) | Pcs | 140 | Surgiwear
580 | HIP U Drape (All Sizes, All Ranges) | Pcs | 1000 | Surgiwear
581 | Knee O Drape (All Sizes All Range) | Pcs | 50 | Surgiwear
582 | Lamino Spinal Drape (All Sizes All Ranges) | Pcs | 500 | Surgiwear
583 | Major Drape (All Sizes All Ranges) | Pcs | 200 | Surgiwear
584 | VACB GSL Collection Bag For Vacuum Dressing Set | Pcs | 1000 | Surgiwear
585 | WRAP Around Reinforced Gown SMMS, face(All Sizes) | Pcs | 1000 | Surgiwear
586 | Air Mattress | Pcs | 1000 | ISO Certified
587 | ABG Card | Pcs | 2000 | BPKIHS proprietary ABG Machine
588 | Antiseptic Soap-30GM | Pcs | 5000 | Dettol
589 | Baby Food | Pcs | 20000 | Momil,Lactogen (1,2), Similac, Lactodex, MMS(Pink Colour)
590 | Baby Gloves Set (cotton) | Pcs | 300 | Good Quality
591 | Baby Oil 300 ml | Pcs | 500 | Johnson and Johnson
592 | Baby set(Bhoto-2, Cap-2, Gloves Pairs-2, Pant-2, Sheet-2) Cotton Material Well Stiched and Packed in Plastic Cover | Set | 1000 | Good Quality
593 | Baby Soap 100 gm | Pcs | 5000 | Johnson and Johnson
594 | Blood glucose test strip | Pcs | 500000 | BPKIHS proprietary Glucometer Machine
595 | Blood Lancet | Pcs | 500000 | BPKIHS proprietary Glucometer Machine
596 | Bouffant Caps (All sizes) | Pcs | 5000 | Max
597 | Breast Reliver-Mannual (Breast Pump) | Pcs | 5000 | Pioneer
598 | Coconut oil 180 ml (Virgin) | Pcs | 2000 | (Extra Virgin), Naturo Earth
599 | Cough Suppresent Topical Analgesic Inhaler | Phs | 500 | Vaporub
600 | Cough Suppresent Topical Analgesic Ointment 50 gm | Phs | 2000 | Vaporub
601 | Cough Suppresent Topical Analgesic Ointment Children 50 gm | Phs | 2000 | Vaporub
602 | Diaper (All Sizes) | Pcs | 50000 | Romsons
603 | Diaper (Neo natal) | Pcs | 10000 | Himalayan
604 | Dry Tissue Paper (Pocket size) (Pkt) | Pcs | 5000 | Good Quality
605 | Ear Bud(Pkt) | Pcs | 600 | Good Quality
606 | Feeding Bottle 150 ml | Pcs | 200 | Good Quality
607 | Feeding Bottle 250 ml | Pcs | 200 | Good Quality
608 | Gloves Examination (All Sizes) | Pcs | 10000 | Life Line
609 | Gloves Sterilized With Powder (All Sizes All Ranges) | Pairs | 20000 | Gammex, Ansell
610 | Gloves Sterilized With Powder Latex Free (All Sizes All Ranges) | Pairs | 20000 | Gammex, Ansell
611 | Gloves Sterilized Without Powder (All Sizes All Ranges) | Pairs | 20000 | Gammex, Ansell
612 | Gloves Sterilized Without Powder Latex Free (All Sizes All Ranges) | Pairs | 20000 | Gammex, Ansell
613 | Gloves Surgical (All Sizes All Ranges) | Pcs | 60000 | Surgicare,surgisafe,super Gloves
614 | Glucose Powder 50gm | Pcs | 50000 | Dabur Nepal
615 | Histopathology sample Collection Container 0.5 Liter | Pcs | 1000 | Good Quality air tight Plastic container with Plastic Lid
616 | Histopathology sample Collection Container 1 Liter | Pcs | 1000 | Good Quality air tight Plastic container with Plastic Lid
617 | Honey (100gm) | Pcs | 200 | Dabur
618 | Honey (50gm) | Pcs | 200 | Dabur
619 | Honey Nipple | Pcs | 400 | Good Quality
620 | Hot Water Bag (Electric) | Pcs | 500 | Good Quality
621 | Hot Water Bag (Rubber) | Pcs | 500 | Good Quality
622 | Hydrogen Pero-oxide Solution | Phs | 2000 | Suprime Chemical
623 | Insulin Pen | Pcs | 4000 | All Star
624 | Insulin Pen Needle | Pcs | 4000 | All Star
625 | Lip nourisher 4.8 gm (Lipstick like Packaging) | Pcs | 1000 | Nivea
626 | Mask Face Disposable Triple Layer (Adult & Child) | Pcs | 300000 | Good Quality
627 | Mask Protective KN-95 (All Sizes) | Pcs | 25000 | CE/ISO Certified
628 | Mixture of Essential Oils (For external use) 5 ml | Phs | 2000 | Sancho
629 | Nail Cutter | Pcs | 400 | Good Quality
630 | Name Tag (Adult) | Pcs | 20000 | Mediplus
631 | Name Tag (Pediatric) | Pcs | 20000 | Mediplus
632 | Nebulizer Machine | Pcs | 10 | CE/ISO Certified
633 | Pregenancy Test Kit | Pcs | 50000 | ISO Certified
634 | Pulse Oximeter | Pcs | 200 | CE/ISO Certified
635 | Sanitizer 100 ML | Pcs | 12000 | Bioshields
636 | Sanitizer 500 ML | Pcs | 1000 | Bioshields
637 | Shaving Blade (Safety Razor Type) | Pcs | 5000 | Gellite
638 | Shaving Razor (Disposable Razors : Single Use and Cartridge) | Pcs | 5000 | Gellite
639 | Shaving Razor (Plastic Safety Razor Type) | Pcs | 5000 | Gellite
640 | Silicon Nipple For baby | Pcs | 100 | Good Quality
641 | Thermometer (Digital) | Pcs | 50000 | Microlife
642 | Thermos 1Ltr. (Stainless Steel Body) | Pcs | 200 | Baltra
643 | Thermos 500ml(Stainless Steel Body) | Pcs | 100 | Baltra
644 | Toilet Paper Roll 130 gm | Roll | 10000 | Good Quality
645 | Toothbrush | Pcs | 1000 | Colgate, Pepsodent
646 | Toothpaste 17 Gram | Pcs | 1000 | Colgate, Pepsodent
647 | Total Chelesterol Test strip | Pcs | 5000 | Xper Technology
648 | Under Pads Disposable (All sizes) | Pcs | 20000 | Romsons/Mattey
649 | Weighing Machine (Digital) | Pcs | 50 | CE/ISO Certified
650 | Wipes Antiseptic - Soft Body Cleaning Chlorohexidine Pkt | Pkt | 2500 | Romsons
651 | Wipes baby Pkt ( 90's) | Pkt | 7000 | ISO Certified
Package 2: Suture Item
S.N. | Description | USP/SIZE | Quantity (Pcs) | Preferred Brand
1 | Absorbable gelatin based topical absorbable flowable hemostat with 6cc syringe pre-filled with hemostatic matrix with 14.3 cm applicator tip and 14.6 cm flexibleapplicator tip with different colours |  | 2 | Ethicon, Covidien, Meril, Vital
2 | Absorbable strap fixation device with two points fixation, 25 straps per device with strap length 6.7mm strap material Polydioxanone and L(-)- lactide/glycolide copolymer US FDA Approved |  | 2 | Ethicon, Covidien, Meril, Vital
3 | Acetal homopolymer hemolok ligation clip,radiolucent property (Should provide applicator to Institute on Demend Free of Cost) |  | 20 | Ethicon, Covidien, Meril, Vital
4 | All-Human (Bovine Aprotinin free) Fibrin Sealant a) Package -2ml containing: one vial each of BAC2 (50-90 mg/ml fibrinogen) and Thrombin (800-1200 IU/ml human thrombin) frozen solutions b) All-Human formulation free of Bovine Aprotinin c)Tri-lumen tip to prevent clogging inside the applicator d)Maintains predictable fibrinogen viscosity in a range of temperatures e)Maintains fibronectin/fibrinogen ratio within physiologic ranges Evicel(Fibrin Glue) | 2ml | 50 | Ethicon, Covidien, Meril, Vital
5 | Barbed Absorbable Suture | 2 NO | 1000 | Ethicon, Covidien, Meril, Vital
6 | Blue monofilament polypropylene 3/8 Round Body C-1 (380 Microns)Double Needle 75cm, 13mm needle | 6--0 | 50 | Ethicon, Covidien, Meril, Vital
7 | Blue monofilament polypropylene 1/2 Circle CC- 25 Double Needle 90cm, 26mm needle | 4--0 | 50 | Ethicon, Covidien, Meril, Vital
8 | Blue monofilament polypropylene 1/2 Circle Round Body RB-1 Ethalloy Double Needle 90cm, 17mm needle | 5--0 | 50 | Ethicon, Covidien, Meril, Vital
9 | Blue Monofilament polypropylene 1/2 Circle Round Body SH Double Needle 90cm, 26mm needle | 3--0 | 50 | Ethicon, Covidien, Meril, Vital
10 | Blue monofilament polypropylene aetruamatic needle 13mm,1/2 circle round body(320 microns) (double arm),75cm | 5-0 1metric | 50 | Ethicon, Covidien, Meril, Vital
11 | Blue Monofilament Polypropylene Atraumatic Needle Suture 12 mm,3/8 Circle Reverse Cutting (Single Arm), 75 cm | 5-0 1 Metric | 500 | Ethicon, Covidien, Meril, Vital
12 | Blue Monofilament Polypropylene Atraumatic Needle Suture, 16 mm,3/8 Circle Cutting PC- 3 (Single Arm), 45 cm | 4-0 1.5Metric | 50 | Ethicon, Covidien, Meril, Vital
13 | Blue Monofilament Polypropylene Atraumatic Needle Suture,Ethiprime Needle 11 mm,3/8 Circle Cutting (Single Arm), 45 cm | 6-0 0.7Metric | 50 | Ethicon, Covidien, Meril, Vital
14 | Blue Monofilament Polypropylene Atraumatic Needle Suture,Ethiprime Needle 13 mm,3/8 Circle Cutting (Single Arm), 70 cm | 6-0 0.7Metric | 50 | Ethicon, Covidien, Meril, Vital
15 | Blue Monofilament Polypropylene Atraumatic Needle Suture,Ethiprime Needle 13 mm,3/8 Circle Reverse Cutting (Single Arm), 90 cm | 5-0 1Metric | 120 | Ethicon, Covidien, Meril, Vital
16 | Blue Monofilament Polypropylene Atraumatic Needle Suture,Ethiprime Needle 16 mm,3/8 Circle Cutting PC- 3 (Single Arm), 60 cm | 4-0 1.5Metric | 50 | Ethicon, Covidien, Meril, Vital
17 | Blue Monofilament Polypropylene Atraumatic Needle Suture,Needle 22 mm,1/2 Circle Round Body (Single Arm) 70 cm | 3-0 2Metric | 50 | Ethicon, Covidien, Meril, Vital
18 | Blue Monofilament Polypropylene Atraumatic Needle Suture,Needle 22 mm,3/8 Circle Cutting (Single Arm) 70 cm | 3-0 2 Metric | 50 | Ethicon, Covidien, Meril, Vital
19 | Blue Monofilament Polypropylene Atruamatic Needle Suture, Needle 10 mm, 3/8 Circle Round Body (Double Arm), 70 cm | 6-0 0.7 Metric | 1500 | Ethicon, Covidien, Meril, Vital
20 | Blue monofilament polypropylene atruamatic needle Suture, needle 10mm,1/2 circle round body Ethalloy(double arm),90cm | 5-0 1metric | 1500 | Ethicon, Covidien, Meril, Vital
21 | Blue Monofilament Polypropylene Atruamatic needle suture, needle 11mm, 3/8 circle Reverse cutting (single arm), 45cm | 6-0 0.7metric | 50 | Ethicon, Covidien, Meril, Vital
22 | Blue Monofilament Polypropylene Atruamatic needle suture, needle 11mm, 3/8 circle Round Body (282 Microns) Double arm, 60cm | 6--0 | 50 | Ethicon, Covidien, Meril, Vital
23 | Blue Monofilament Polypropylene Atruamatic needle suture, needle 11mm, 3/8 circle Round Body (Double arm), 70cm | 6--0 | 50 | Ethicon, Covidien, Meril, Vital
24 | Blue Monofilament Polypropylene Atruamatic needle suture, needle 12mm, 3/8 circle Reverse cutting (single arm), 45cm | 6-0 0.7metric | 50 | Ethicon, Covidien, Meril, Vital
25 | Blue Monofilament Polypropylene Atruamatic Needle Suture, Needle 16 mm, 1/2 Circle Round Body (Single Arm), 70 cm | 4-0 1.5 metric | 50 | Ethicon, Covidien, Meril, Vital
26 | Blue monofilament polypropylene atruamatic needle Suture, needle 16mm,3/8 circle Cutting body ETHIPRIME(single arm),70cm | 4-0 | 10 | Ethicon, Covidien, Meril, Vital
27 | Blue Monofilament Polypropylene Atruamatic needle suture, needle 17mm, 1/2 circle Round Body ( Single arm), 70cm | 4--0 | 50 | Ethicon, Covidien, Meril, Vital
28 | Blue monofilament polypropylene atruamatic needle Suture, needle 17mm,1/2 circle round body RB-1 Ethalloy(double arm),90cm | 5-0 1metric | 50 | Ethicon, Covidien, Meril, Vital
29 | Blue monofilament polypropylene atruamatic needle Suture, needle 17mm,1/2 circle round body RB-1(double arm),90cm | 4-0 1.5metric | 50 | Ethicon, Covidien, Meril, Vital
30 | Blue monofilament polypropylene atruamatic needle Suture, needle 17mm,1/2 circle round body(single arm),70cm | 4-0 1.5metric | 50 | Ethicon, Covidien, Meril, Vital
31 | Blue monofilament polypropylene atruamatic needle Suture, needle 17mm,3/8 circle Round Body(single arm),70cm | 4-0 1.5metric | 50 | Ethicon, Covidien, Meril, Vital
32 | Blue monofilament polypropylene atruamatic needle Suture, needle 22mm,1/2 circle round body(single arm),70cm | 3-0 2metric | 1000 | Ethicon, Covidien, Meril, Vital
33 | Blue monofilament polypropylene atruamatic needle Suture, needle 25-30mm,1/2 circle round bodied(single arm),90cm | 1-0 4 Metric | 50 | Ethicon, Covidien, Meril, Vital
34 | Blue monofilament polypropylene atruamatic needle Suture, needle 25mm,1/2 circle round body(single arm),70cm | 3-0 2metric | 50 | Ethicon, Covidien, Meril, Vital
35 | Blue monofilament polypropylene atruamatic needle Suture, needle 30mm,1/2 circle round bodied(Heavy),70cm | 1 4metric | 50 | Ethicon, Covidien, Meril, Vital
36 | Blue monofilament polypropylene atruamatic needle Suture, needle 30mm,1/2 circle round bodied(Single Arm),75cm. | 2-0 3metric | 50 | Ethicon, Covidien, Meril, Vital
37 | Blue monofilament polypropylene atruamatic needle Suture, needle 30mm,1/2 circle round bodied(single arm),90cm | 1-0 4 Metric | 50 | Ethicon, Covidien, Meril, Vital
38 | Blue monofilament polypropylene atruamatic needle Suture, needle 30mm,1/2 circle round bodied(Single Arm),90cm. | 2-0 3metric | 50 | Ethicon, Covidien, Meril, Vital
39 | Blue monofilament polypropylene atruamatic needle Suture, needle 40mm,1/2 circle round bodied(Heavy),70cm | 2 4metric | 1000 | Ethicon, Covidien, Meril, Vital
40 | Blue monofilament polypropylene atruamatic needle Suture, needle 8mm,3/8 circle round bodied (double arm),60cm | 7-0 0.5metric | 500 | Ethicon, Covidien, Meril, Vital
41 | Blue Monofilament Polypropylene Atruamatic Needle Suture, Needle 9.3 mm, half circle, double arm, round body. | 9--0 | 500 | Ethicon, Covidien, Meril, Vital
42 | Blue monofilament polypropylene atruamatic needle Suture, needle 9.3mm,3/8 circle round bodied Taper Point BV-1 , Everpoint (Tungsten Rhenium)(double arm),60cm | 7-0 0.5metric | 50 | Ethicon, Covidien, Meril, Vital
43 | Blue Monofilament Polypropylene Atruamatic needle suture, needle 9mm, 3/8 Circle Tapercut CC (220 Microns) Double Needle, 60cm | 7--0 | 50 | Ethicon, Covidien, Meril, Vital
44 | Blue monofilament polypropylene Autrumatic needle 10-13mm,1/2 round body (double arm) 70cm | 6-0 0.7metric | 500 | Ethicon, Covidien, Meril, Vital
45 | Blue monofilament polypropylene Everpoint(Tungsten Rhenium) needle 9.3mm,3/8 circle Taper Point (double arm) BV175--6 ,60cm | 6-0 0.7metric | 100 | Ethicon, Covidien, Meril, Vital
46 | Blue monofilament polypropylene3/8 Circle Taper Point BV 175-6 Ethalloy Double Needle 60cm, 8mm needle | 8--0 | 50 | Ethicon, Covidien, Meril, Vital
47 | Braided polyglactin 910, 90% Glycolide and 10% Lactide absorable sterilised surgical suture,needle 30mm ,1/2 Circle Reverse Cutting(Heavy) portt Violet,(Single Arm),90cm | 1 4Metric | 1000 | Ethicon, Covidien, Meril, Vital
48 | Braided polyglactin 910 Triclosan coated antibacterial suture, 90% Glycolide and 10% Lactide absorable sterilised surgical suture,needle 22mm ,1/2 Circle Reverse Cutting(Heavy) portt Violet,(Single Arm),70cm | 1 4Metric | 120 | Ethicon, Covidien, Meril, Vital
49 | Braided polyglactin 910 Triclosan coated antibacterial suture, 90% Glycolide and 10% Lactide absorable sterilised surgical suture,needle 22mm ,1/2 Circle Reverse Cutting(Heavy) port Violet,(Single Arm),70cm | 1 4Metric | 50 | Ethicon, Covidien, Meril, Vital
50 | Braided polyglactin 910 Triclosan coated antibacterial suture, 90% Glycolide and 10% Lactide absorable sterilised surgical suture,needle 30mm ,1/2 Circle Reverse Round Body Violet,(Single Arm),90cm -100cm | 2--0 | 50 | Ethicon, Covidien, Meril, Vital
51 | Braided Coated polyglactin 90% Glycolide and Lactide 10% absorable sterilised surgical suture,needle 24mm ,1/2circle Reverse Cutting os/Tapper voilet ,(Single Arm),90cm | 1-4 metric | 1000 | Ethicon, Covidien, Meril, Vital
52 | Braided Coated polyglactin 90% Glycolide and 10% Lactide absorable sterilised surgical suture,needle 13mm ,1/2 Circle Oval Round Body Violet,(Single Arm),70cm | 5-0 1Metric | 500 | Ethicon, Covidien, Meril, Vital
53 | Braided Coated polyglactin 90% Glycolide and Lactide 10% absorable sterilised surgical suture,needle 24mm ,1/2circle Reverse Cutting os/Tapper voilet ,(Single Arm),70cm | 2-01 METRIC | 1000 | Ethicon, Covidien, Meril, Vital
54 | Braided Coated polyglactin 910 90% Glycolide and 10% Lactide absorable sterilised surgical suture,needle 8mm ,1/4 Circle Micro Point Spatulated Violet,(Double Arm),45cm | 6-0 0.7Metric | 100 | Ethicon, Covidien, Meril, Vital
55 | Braided Coated polyglactin 910 90% Glycolide and 10% Lactide absorable sterilised surgical suture,needle 13mm ,1/2 Circle Oval Round Body Violet,(Single Arm),70cm | 5-0 1Metric | 50 | Ethicon, Covidien, Meril, Vital
56 | Braided Coated polyglactin 910 Triclosan coated Antibacterial suture, 90% Glycolide and 10% Lactide absorable sterilised surgical suture,needle 20mm ,1/2 Circle Round Body Violet ,(Single Arm),70cm | 4-0 1.5Metric | 50 | Ethicon, Covidien, Meril, Vital
57 | Braided Coated polyglactin 910 Triclosan coated antibacterial suture, 90% Glycolide and 10% Lactide absorable sterilised surgical suture,needle 40mm ,1/2 Circle round Bodied Heavy/GS Violet ,(Single Arm),90cm | 1 4Metric | 50 | Ethicon, Covidien, Meril, Vital
58 | Braided Coated polyglactin 910 Triclosan coated antibacterial suture, 90% Glycolide and 10% Lactide absorable sterilised surgical suture,needle 40mm ,1/2 Circle Reverse Cutting OS/Taper Violet ,(Single Arm),90cm | 1--4Metric | 50 | Ethicon, Covidien, Meril, Vital
59 | Braided Coated polyglactin 910 Triclosan coated antibacterial suture, 90% Glycolide and 10% Lactide Braided absorable sterilised surgical suture,needle 40mm ,1/2 Circle Round Body Violet GS,(Single Arm),90cm | 1-0 3.5Metric | 200 | Ethicon, Covidien, Meril, Vital
60 | Braided Coated polyglactin 910, 90% Glycolide and 10% Lactide absorable sterilised surgical suture,needle 17mm ,1/2 Circle Round Body Violet ,(Single Arm),70cm | 4-0 1.5Metric | 1000 | Ethicon, Covidien, Meril, Vital
61 | Braided Coated polyglactin 910, 90% Glycolide and 10% Lactide absorable sterilised surgical suture,needle 40mm ,1/2 Circle round Bodied Heavy/MO-2 GSViolet ,(Single Arm),90cm | 2 4Metric | 50 | Ethicon, Covidien, Meril, Vital
62 | Braided Coated polyglactin 910, 90% Glycolide and Lactide 10% absorable sterilised surgical suture,needle 16mm ,Compound Curve Reverse Cutting undyed ,(Single Arm),45cm | 5-0 1Metric | 120 | Ethicon, Covidien, Meril, Vital
63 | Braided Coated polyglactin910 Triclosan coated anitibacterial 90% Glycolide and Lactide 10% absorable sterilised surgical suture,needle 36mm ,1/2circle Reverse Cutting os/Tapper voilet ,(Single Arm),90cm | 1--0 | 20 | Ethicon, Covidien, Meril, Vital
64 | Braided Coated polyglactin910 Triclosan coated anitibacterial 90% Glycolide and Lactide 10% absorable sterilised surgical suture,needle 40mm ,1/2circle Reverse Cutting os 8 ,(Single Arm),90cm | 2 – 5 Metric | 1000 | Ethicon, Covidien, Meril, Vital
65 | Braided Coated polygglactin 910 Triclosan coated Antibacterial suture, 90% and Lactide 10% absorable sterilised surgical suture,needle 20mm ,1/2 Circle Round Body Violet ,(Single Arm),70cm | 3-0 2Metric | 50 | Ethicon, Covidien, Meril, Vital
66 | Braided Coated polygglactin, 90% and Lactide 10% absorable sterilised surgical suture,needle 20mm ,1/2 Circle Round Body Violet ,(Single Arm),70cm | 3-0 2Metric | 150 | Ethicon, Covidien, Meril, Vital
67 | Braided Coated polygglactin, 90% and Lactide 10% absorable sterilised surgical suture,needle 22mm ,1/2 Circle Cutting body Violet ,(Single Arm),90cm | 3-0 2Metric | 150 | Ethicon, Covidien, Meril, Vital
68 | Braided Coated polygglactin, 90% and Lactide 10% absorable sterilised surgical suture,needle 22mm ,1/2 Circle Cutting body Violet ,(Single Arm),90cm | 3-0 2Metric | 50 | Ethicon, Covidien, Meril, Vital
69 | Braided Coated polyglactin 910 90% Glycolide and Lactide 10% absorable sterilised surgical suture,needle 6mm ,3/8 Circle Micro Point Spatulated Violet, Double Needle Violet, 30cm | 8-0 0.4Metric | 100 | Ethicon, Covidien, Meril, Vital
70 | Braided Coated polyglactin 910 Triclosan coated antibacterial suture, 90% Glycolide and 10% Lactide absorable sterilised surgical suture,needle 22mm ,3/8 Circle Conventional Cutting Violet Ethiprime ,(Single Arm),45cm | 3-0 2Metric | 50 | Ethicon, Covidien, Meril, Vital
71 | Braided Coated polyglactin 910 Triclosan coated antibacterial suture, 90% Glycolide and 10% Lactide absorable sterilised surgical suture ,Needle 31 mm, 1/2 Circle Round Body (Single Arm), 90cm | 1-0 3.5Metric | 100 | Ethicon, Covidien, Meril, Vital
72 | Braided Coated polyglactin 910 Triclosan coated antibacterial suture, 90% Glycolide and 10% Lactide absorable sterilised surgical suture ,Needle 40 mm, 1/2 Circle Round Body (Single Arm), 90cm | 1-0 3.5Metric | 10 | Ethicon, Covidien, Meril, Vital
73 | Braided Coated polyglactin 910 Triclosan coated antibacterial suture, 90% Glycolide and 10% Lactide absorable sterilised surgical suture ,Needle 40 mm, 1/2 Circle Round Body(heavy) (Single Arm), 76 cm | 1 4Metric | 100 | Ethicon, Covidien, Meril, Vital
74 | Braided Coated polyglactin 910 Triclosan coated antibacterial suture, 90% Glycolide and 10% Lactide absorable sterilised surgical suture ,Needle 40 mm, 1/2 Circle Round Body(heavy) (Single Arm), 90cm | 1 4Metric | 50 | Ethicon, Covidien, Meril, Vital
75 | Braided coated polyglactin 910 Triclosan coated antibacterial suture, 90% Glycolide and 10% Lactide absorable sterlised surgcal suture ,Needle 30 mm, 1/2 Circle Round Body (Single Arm), 70cm | 2-0 3Metric | 100 | Ethicon, Covidien, Meril, Vital
76 | Braided Coated polyglactin 910 90% Glycolide and 10% Lactide absorable sterilised surgical suture,needle 16mm ,3/8 Circle Conventional Cutting PC 3 Ethiprime Undyed ,(Single Arm),70cm | 4-0 1.5Metric | 50 | Ethicon, Covidien, Meril, Vital
77 | Braided Coated polyglactin 910 90% Glycolide and Lactide 10% absorable sterilised surgical suture,needle 31mm ,Fish hook Tapercut V-38(j) needle Violet ,(Single Arm),75cm | 1 4Metric | 50 | Ethicon, Covidien, Meril, Vital
78 | Braided Coated polyglactin 910 Triclosan coated antibacterial suture , 90% Glycolide and 10% Lactide absorable sterilised surgical suture,Needle 45 mm, 1/2 Circle Round Body( Heavy) (Single Arm), 100 cm | 2 5Metric | 150 | Ethicon, Covidien, Meril, Vital
79 | Braided Coated polyglactin 910 Triclosan coated antibacterial suture, 90% Glycolide and 10% Lactide absorable sterilised surgical suture,needle 16mm ,3/8 Circle Conventional Cutting PC3 violet Ethiprime needle(Single Arm),45cm | 5-0 1Metric | 100 | Ethicon, Covidien, Meril, Vital
80 | Braided Coated polyglactin 910 Triclosan coated antibacterial suture, 90% Glycolide and 10% Lactide absorable sterilised surgical suture,needle 26mm ,3/8 Circle cutting Undyed,(single Arm),90cm | 2-0 1metric | 100 | Ethicon, Covidien, Meril, Vital
81 | Braided Coated Polyglactin 910 Triclosan coated antibacterial suture, 90% Glycolide and Lactide 10% absorable sterilised surgical suture, needle 16mm, 1/2 Circle Oval Round Body Violet, (Single Arm), 45 cm | 5-0 1 metric | 100 | Ethicon, Covidien, Meril, Vital
82 | Braided Coated polyglactin 910 Triclosan coated antibacterial suture, 90% glycolide and Lactide 10% absorable sterilised surgical suture,needle 22mm ,1/2 Circle Reverse cutting (Heavy) portt violet,(Single Arm),35cm | 1--4Metric | 100 | Ethicon, Covidien, Meril, Vital
83 | Braided Coated polyglactin 910, 90% Glycolide and 10% Lactide absorable sterilised surgical suture,needle 63 mm, 3/8 Circle Round Body Blunt Point (Single Arm), 76cm | 1 4Metric | 150 | Ethicon, Covidien, Meril, Vital
84 | Braided coated polyglactin 910, 90% Glycolide and 10% Lactide absorable sterlised surgcal sture,Needle 24mm, 3/8Circle PS-1Reverse Cutting (Single Arm), 70cm | 3-0 2Metric | 100 | Ethicon, Covidien, Meril, Vital
85 | Braided coated polyglactin 910, 90% Glycolide and 10% Lactide absorable sterlised surgcal suture,Needle 17 mm, 3/8 Circle (round body), 76 cm | 4-0 1.5Metric | 100 | Ethicon, Covidien, Meril, Vital
86 | Braided Silk Black Sterilised,2x75cm | 2 5Metric | 100 | Ethicon, Covidien, Meril, Vital
87 | Braided Silk Black Sterilised,2x75cm | 14Metric | 120 | Ethicon, Covidien, Meril, Vital
88 | Braided Silk Black Sterilised,2x75cm | 2-0 3Metric | 200 | Ethicon, Covidien, Meril, Vital
89 | Braided Silk Black Sterilised,2x75cm | 3-0 2Metric | 200 | Ethicon, Covidien, Meril, Vital
90 | Braided Silk Black Sterilised,2x75cm | 1-0 4 Metric | 200 | Ethicon, Covidien, Meril, Vital
91 | Braided Silk Black Sterilised,2x75cm | 4--0 | 50 | Ethicon, Covidien, Meril, Vital
92 | Catgut chromic atraumatic needle suture, neecle 20mm 1/2 circle round body singlearm 76cm | 3-0 | 50 | Ethicon, Covidien, Meril, Vital
93 | Catgut Chromic Atraumatic Needle Suture, Needle 16mm, 3/8 Circle Reverse Cutting (Single Arm), 76 cm | 4-0 1.5 metric | 150 | Ethicon, Covidien, Meril, Vital
94 | Catgut Chromic Atraumatic Needle Suture, Needle 17mm, 3/8 Circle (Round body), 76 cm | 4-0 1.5 metric | 150 | Ethicon, Covidien, Meril, Vital
95 | Catgut Chromic Atraumatic Needle Suture, Needle 22mm, 3/8 Circle Cutting (Single Arm), 76 cm | 3-0 2 Metric | 150 | Ethicon, Covidien, Meril, Vital
96 | Catgut Chromic Atraumatic Needle Suture, Needle 30mm, 1/2 Circle Round Body (Single Arm), 76 cm | 2-0 3 Metric | 150 | Ethicon, Covidien, Meril, Vital
97 | Catgut Chromic Atraumatic Needle Suture, Needle 30mm, 1/2 Circle Round Body (Single Arm), 76 cm | 1-0 3.5 Metric | 50 | Ethicon, Covidien, Meril, Vital
98 | Catgut Chromic Atraumatic Needle Suture, Needle 40mm, 1/2 Circle Round Body (Heavy) (Single Arm), 76 cm | 1 4 Metric | 50 | Ethicon, Covidien, Meril, Vital
99 | Catgut Chromic Atraumatic Needle Suture, Needle 40mm, 1/2 Circle Round Body (Single Arm), 76 cm | 1-0 3.5 Metric | 50 | Ethicon, Covidien, Meril, Vital
100 | Catgut Chromic Atraumatic Needle Suture, Needle 45mm, 1/2 Circle Round Body (Heavy) (Single Arm), 100 cm | 2 5 Metric | 150 | Ethicon, Covidien, Meril, Vital
101 | Catgut Chromic Atraumatic Needle Suture, Needle 63mm, 3/8 Circle Round Body Blunt Point (Single Arm), 76 cm | 1 4 Metric | 50 | Ethicon, Covidien, Meril, Vital
102 | Catgut chromic cutting needle 70 cm | 5-0 | 150 | Ethicon, Covidien, Meril, Vital
103 | Catgut chromic cutting needle 70cm | No. 6 | 150 | Ethicon, Covidien, Meril, Vital
104 | Catgut chromic round body needle 70 cm | 5-0 | 150 | Ethicon, Covidien, Meril, Vital
105 | Coated Braided Silk Black Sterilised surgical suture, needle 13 mm,3/8 Circle Reverse Cutting Ethiprime (Single Arm),90cm | 5—0 | 100 | Ethicon, Covidien, Meril, Vital
106 | Coated Braided Silk Black Sterilised surgical suture, needle 16 mm,3/8 Circle Cutting (Single Arm),75-89cm | 4-0 1.5Metric | 30 | Ethicon, Covidien, Meril, Vital
107 | Coated Braided Silk Black Sterilised surgical suture, needle 16 mm,3/8 Circle Cutting Ethiprime (Single Arm),90cm | 4-0 1.5Metric | 30 | Ethicon, Covidien, Meril, Vital
108 | Coated Braided Silk Black Sterilised surgical suture, needle 16 mm,3/8 Circle Cutting Ethiprime (Single Arm),75cm | 3-0 (2Metric) | 100 | Ethicon, Covidien, Meril, Vital
109 | Coated Braided Silk Black Sterilised surgical suture, needle 16 mm,3/8 Circle Cutting Ethiprime (Single Arm),90cm | 3-0 (2Metric) | 100 | Ethicon, Covidien, Meril, Vital
110 | Coated Braided Silk Black Sterilised surgical suture, needle 17 mm,1/2 Circle Round Bodied (Single Arm),76cm | 3-0 (2Metric) | 200 | Ethicon, Covidien, Meril, Vital
111 | Coated Braided Silk Black Sterilised surgical suture, needle 20 mm,1/2 Circle Round Bodied (Single Arm),76cm | 3-0 (2Metric) | 100 | Ethicon, Covidien, Meril, Vital
112 | Coated Braided Silk Black Sterilised surgical suture, needle 20 mm,1/2 Circle Round Body (Single Arm),76cm | 4-0 1.5Metric | 100 | Ethicon, Covidien, Meril, Vital
113 | Coated Braided Silk Black Sterilised surgical suture, needle 25 mm,1/2 Circle Round Body (Single Arm),90cm | 3-0 2Metric | 100 | Ethicon, Covidien, Meril, Vital
114 | Coated Braided Silk Black Sterilised surgical suture, needle 30 mm,1/2 Circle Round Body (Single Arm),75cm | 2-0 3Metric | 100 | Ethicon, Covidien, Meril, Vital
115 | Coated Braided Silk Black Sterilised surgical suture, needle 30 mm,1/2 Circle Round Body (Single Arm),90cm | 2-0 3Metric | 100 | Ethicon, Covidien, Meril, Vital
116 | Coated Braided Silk Black Sterilised surgical suture, needle 39 mm,3/8 Circle Reverse Cutting (Single Arm),75cm | 2-0 3Metric | 100 | Ethicon, Covidien, Meril, Vital
117 | Coated Braided Silk Black Sterilised surgical suture, needle 45 mm,3/8 Circle Reverse Cutting (Single Arm),76cm | 2-0 3Metric | 100 | Ethicon, Covidien, Meril, Vital
118 | Coated Braided Silk Black Sterilised surgical suture,needle 60 mm,3/8 Circle Cutting (Single Arm),76cm | 1 | 100 | Ethicon, Covidien, Meril, Vital
119 | Endoloopligature | (18" long) | 500 | Ethicon, Covidien, Meril, Vital
120 | Ligating Clip Cartidge, Titanium Clips/Cartridge, Large Yellow (Should provide applicator to Institute on Demend Free of Cost) |  | 200 | Ethicon, Covidien, Meril, Vital
121 | Ligating Clip Cartidge, Titanium Clips/Cartridge, Medium, White (Should provide applicator to Institute on Demend Free of Cost) |  | 100 | Ethicon, Covidien, Meril, Vital
122 | Ligating Clip Cartidge, Titanium Clips/Cartridge, Medium/Large, Green (Should provide applicator to Institute on Demend Free of Cost) |  | 100 | Ethicon, Covidien, Meril, Vital
123 | Ligating Clip Cartidge, Titanium Clips/Cartridge, Small, Blue (Should provide applicator to Institute on Demend Free of Cost) |  | 200 | Ethicon, Covidien, Meril, Vital
124 | Ligating clip cartidge,Large (Should provide applicator to Institute on Demend Free of Cost) |  | 50 | Ethicon, Covidien, Meril, Vital
125 | Ligature Coated Braided Silk Reels Unsterile, Thread 2500 cm/roll | 1 4 Metric | 50 | Ethicon, Covidien, Meril, Vital
126 | Ligature Coated Braided Silk Reels Unsterile, Thread 2500 cm/roll | 1-0 3.5 Metric | 50 | Ethicon, Covidien, Meril, Vital
127 | Ligature Coated Braided Silk Reels Unsterile, Thread 2500 cm/roll | 2 5 Metric | 50 | Ethicon, Covidien, Meril, Vital
128 | Ligature Coated Braided Silk Reels Unsterile, Thread 2500 cm/roll | 2-0 3 Metric | 50 | Ethicon, Covidien, Meril, Vital
129 | Ligature Coated Braided Silk Reels Unsterile, Thread 2500 cm/roll | 3-0 2 Metric | 50 | Ethicon, Covidien, Meril, Vital
130 | Metal ligation clip with 1.91-5.73 mm width and 2.24-8.98 closed length, USFDA and CE approved,heart shapped wire with inner locking grooves for reliable tip to tip closure, chevron shape for more vessel engulfing |  | 200 | Ethicon, Covidien, Meril, Vital
131 | Monofilament glyconate absorbable surgical suture(voilet)needle 17mm 1/2 circle round taper(single arm) 70cm | 3--0 2 metric | 20 | Ethicon, Covidien, Meril, Vital
132 | Monofilament Poliglecaprone 25,13mm needle 45cm, 3/8 circle Reverse cutting P-3 PRIME Undyed | 3 to 0 | 150 | Ethicon, Covidien, Meril, Vital
133 | Monofilament Poliglicaprone25, 13mm needle 45cm, Skki needle cutting precision cosmetic PC-1 Multipass prime undyed | 6—0 | 10 | Ethicon, Covidien, Meril, Vital
134 | Monofilament Poliglicaprone25, 16mm needle 70cm, 3/8circle Reverse Cutting ETHIPRIME (undyed) | 4-0 0 | 20 | Ethicon, Covidien, Meril, Vital
135 | Monofilament Poliglicaprone25, 17mm needle 70cm, 3/8circle Round Body (undyed) | 4-0 0 | 20 | Ethicon, Covidien, Meril, Vital
136 | Monofilament Poliglicaprone25, 20mm needle 70cm, 1/2circle Round Body undyed | 3-0 1 | 10 | Ethicon, Covidien, Meril, Vital
137 | Monofilament Polyamide black sterile suture 3/8 circle Round Body Micropoint ,6mm needle 38cm Single Arm | 9-0 0 | 20 | Ethicon, Covidien, Meril, Vital
138 | Monofilament Polydioxasone absorable suture (violet) needle 20mm 1/2 circle round body 70cm | 3-0 0 | 20 | Ethicon, Covidien, Meril, Vital
139 | Monofilament Polydioxasone Triclosan coated antibacterial absorable suture (violet needle) 17mm 1/2 circle Taper point RB-1 round body 70cm PDS | 4-0 0 | 20 | Ethicon, Covidien, Meril, Vital
140 | Monofilament Glyconate Absorbable Surgical Suture (Violet), Needle 17mm, 1/2 Circle Round Taper (Single Arm), 70 cm | 3-0 2 Metric | 50 | Ethicon, Covidien, Meril, Vital
141 | Monofilament glyconate absorbale surgical suture (violet), Needle 40mm,1/2 circle round body (heavy),150cm loop | 1 4Metric | 600 | Ethicon, Covidien, Meril, Vital
142 | Monofilament glyconate absorbable surgical suture(violet)needle 40mm 1/2 circle round taper(single arm) 90cm | 1 | 30 | Ethicon, Covidien, Meril, Vital
143 | Monofilament glyconete absorble (5-01) surgical suture (voilet) needle 17cm 1/2 circle round/toper singlearm 70 cm | 5-0 | 30 | Ethicon, Covidien, Meril, Vital
144 | Monofilament Poliglicaprone25 absorbable surgical suture undyed needle 17mm, 3/8 circle round body(single arm) 70cm | 4-0 1.5Metr ic | 30 | Ethicon, Covidien, Meril, Vital
145 | Monofilament Poliglicaprone25 absorbable surgical suture undyed needle 20mm, 1/2 circle round body (single arm) 70cm | 3-0 1.5Metr ic | 30 | Ethicon, Covidien, Meril, Vital
146 | Monofilament Polyamide Black Sterilised Surgical Suture, Needle 45mm, 3/8 Circle Reverse Cutting, (Single Arm), 70 cm | 3-0 2 Metric | 600 | Ethicon, Covidien, Meril, Vital
147 | Monofilament Polyamide Black Sterilised Surgical Suture, Needle 4mm, 3/8Circle Round Body Micro Point Single Arm, 25 cm | 10-0 0.2 Metric | 200 | Ethicon, Covidien, Meril, Vital
148 | Monofilament Polyamide Black Sterilised Surgical Suture,Needle 11mm ,3/8 Circle Reverse Cutting ,(Single Arm),70cm | 6-0 0.7Metr ic | 30 | Ethicon, Covidien, Meril, Vital
149 | Monofilament Polyamide Black Sterilised Surgical Suture,Needle 13mm ,3/8 Circle Conventional Cutting Ethiprime ,(Single Arm),90cm | 5-0 1Metric | 10 | Ethicon, Covidien, Meril, Vital
150 | Monofilament Polyamide Black Sterilised Surgical Suture,Needle 16mm ,3/8 Circle Conventional Cutting Ethiprime ,(Single Arm),75cm | 4.0 1.5Metric | 40 | Ethicon, Covidien, Meril, Vital
151 | Monofilament Polyamide Black Sterilised Surgical Suture,Needle 16mm ,3/8 Circle Conventional Cutting Ethiprime ,(Single Arm),90cm | 4.0 1.5Metric | 40 | Ethicon, Covidien, Meril, Vital
152 | Monofilament Polyamide Black Sterilised Surgical Suture,Needle 16mm ,3/8 Circle Conventional Cutting Ethiprime ,(Single Arm),35cm | 5-0 1Metric | 40 | Ethicon, Covidien, Meril, Vital
153 | Monofilament Polyamide Black Sterilised Surgical Suture,Needle 24mm ,3/8 Circle Reverse cutting (Single Arm),75 cm | 3-0 2Metric | 40 | Ethicon, Covidien, Meril, Vital
154 | Monofilament Polyamide Black Sterilised Surgical Suture,Needle 26mm ,3/8 Circle Reverse cutting (Single Arm),70 cm | 3-0 2Metric | 40 | Ethicon, Covidien, Meril, Vital
155 | Monofilament Polyamide Black Sterilised Surgical Suture,Needle 39mm ,3/8 Circle Reverse Cutting, (Single Arm),70-100 cm | 2-0 3Metric | 40 | Ethicon, Covidien, Meril, Vital
156 | Monofilament Polyamide Black Sterilised Surgical Suture,Needle 40mm ,1/2 Circle Round Bodied Heavy (Single Arm),100 cm | 1 4Metric | 40 | Ethicon, Covidien, Meril, Vital
157 | Monofilament Polyamide Black Sterilised Surgical Suture,Needle 45mm ,3/8 Circle Reverse Cutting, (Single Arm),70 cm | 2-0 3Metric | 40 | Ethicon, Covidien, Meril, Vital
158 | Monofilament Polyamide Black Sterilised Surgical Suture,Needle 5mm ,3/8 Circle Round Body Micro Point ,Single Arm,25cm | 10-0 0.2 Metric | 40 | Ethicon, Covidien, Meril, Vital
159 | Monofilament Polyamide Black Sterilised Surgical Suture,Needle 6mm ,3/8 Circle Round Body Micro Point ,(Single Arm),38cm | 8-0 0.4Metric | 40 | Ethicon, Covidien, Meril, Vital
160 | Monofilament Polyamide Black Sterilised Surgical Suture,Needle 6mm ,3/8 Circle Round Body Micro Point ,(Single Arm),38cm | 9-0 0.3Metric | 40 | Ethicon, Covidien, Meril, Vital
161 | Monofilament Polyamide Black Sterilised Surgical Suture,Needle 6mm ,3/8 Circle spatulated advanced Micro Point ,Double Arm,20cm | 10-0 0.2 Metric | 40 | Ethicon, Covidien, Meril, Vital
162 | Monofilament Polyamide Black Sterilised Surgical Suture,Needle 6mm ,3/8 Circle Spatulated Micro Point ,Double Arm,38cm | 10-0 0.2 Metric | 40 | Ethicon, Covidien, Meril, Vital
163 | Monofilament polydioxanone absorable suture (PDS) voilet needle 13mm 1/2 circle round body RB-2,Single arm-70cm | 5--0 | 300 | Ethicon, Covidien, Meril, Vital
164 | Monofilament polydioxanone absorable suture (PDS) undyed needle 13mm 3/8 cutting body PC 1 Ethiprime,Single arm-45cm | 6--0 | 10 | Ethicon, Covidien, Meril, Vital
165 | Monofilament polydioxanone absorable suture (PDS) undyed needle 16mm 3/8 Reverse cutting body PS-3 ,Single arm-45cm | 5--0 | 10 | Ethicon, Covidien, Meril, Vital
166 | Monofilament polydioxanone absorable suture (PDS) undyed needle 16mm 3/8 Reverse cutting body PS-3 ,Single arm-45cm | 4--0 | 10 | Ethicon, Covidien, Meril, Vital
167 | Monofilament polydioxanone absorable suture (PDS) voilet needle 13mm 1/2 circle round body RB-2, Double arm-70cm | 5--0 | 10 | Ethicon, Covidien, Meril, Vital
168 | Monofilament polydioxanone absorable suture (PDS) voilet needle 17mm 1/2 circle round body RB-1,Single arm-90cm | 4--0 | 10 | Ethicon, Covidien, Meril, Vital
169 | Monofilament polydioxanone absorable suture (PDS) voilet needle 17mm 1/2 circle round body RB-1,Single arm-90cm | 4--0 | 10 | Ethicon, Covidien, Meril, Vital
170 | Monofilament Polydioxonone Antibacterial suture with Fixation Tab,1/2circle taper point, CT,40MM, 45cm | 1 | 50 | Ethicon, Covidien, Meril, Vital
171 | Monofilanent Polydioxanone absarable suture (PDS) voilet needle 17mm 1/2 circle round singlearm - 70cm | 5-0 | 50 | Ethicon, Covidien, Meril, Vital
172 | Non Absorabable Sterilised Cotton Braided Tape | 75cm x 3 mm | 1500 | Ethicon, Covidien, Meril, Vital
173 | Non Absorabable Sterilized Cotton Braided Tape | 75cm X 3 mm | 1500 | Ethicon, Covidien, Meril, Vital
174 | Optical Disposable trocar | 12mm | 10 | Ethicon, Covidien, Meril, Vital
175 | Optical Disposable trocar | 5mm | 10 | Ethicon, Covidien, Meril, Vital
176 | Oxidized Regenerated Cellulose Topical Based Hemostatic matrix in layered fibrillar form with atleast 7 layers for broad surface coverage with bactericidal properties 1"X 2" with US FDA Approved | 1 x2 cm | 50 | Ethicon, Covidien, Meril, Vital
177 | Poliglactin 910 quick absorbable Suture ,Needle 16 mm, 3/8 Circle cutting PC-3 Ethiprime (Single Arm), 75 cm | 4-0 1.5 Metric | 300 | Ethicon, Covidien, Meril, Vital
178 | Poliglactin 910 quick absorbable Suture ,Needle 40 mm, 1/2 Taper Point Undyed (Single Arm), 110 cm | 1-0 3.5Metric | 100 | Ethicon, Covidien, Meril, Vital
179 | Polydioxane II monofilament 3/8 circleRound Body(220 microns) BV Double needle 11mm 45cm | 6--0 | 50 | Ethicon, Covidien, Meril, Vital
180 | Polydioxane II Monofilament absorbale surgical suture (violet), Needle 48mm,1/2 circle round body (heavy),150cm loop | 1 4Metric | 50 | Ethicon, Covidien, Meril, Vital
181 | Polydioxane II Monofilament triclosan coated spiral unidirectional surgical suture (violet), Needle 36mm,1/2 circle Taper point,30cm | 1 NO | 50 | Ethicon, Covidien, Meril, Vital
182 | Polyglactin 910 synthetic quick absorbable 1/2 circleround body RB-1needle 75cm, 17mm undyed | 5--0 | 300 | Ethicon, Covidien, Meril, Vital
183 | Polyglactin 910 synthetic quick absorbable 3/8 circle reverse cutting Prime P-1 Needle,11mm undyed, 45cm | 6--0 | 300 | Ethicon, Covidien, Meril, Vital
184 | Polyglactin 910 synthetic quick absorbable 3/8 circle reverse cutting Prime P-1 Needle,11mm undyed, 45cm | 5--0 | 400 | Ethicon, Covidien, Meril, Vital
185 | Polygrecapone 25 3/8 circle Reverse Cutting ethiprime undyed monofilament 70cm, 26mm | 3--0 | 40 | Ethicon, Covidien, Meril, Vital
186 | Polyster suture 44.8mm 1/2 circle TapercutV-39, heavy 75cm braided Green silicon coated polyster | No.2 | 50 | Ethicon, Covidien, Meril, Vital
187 | Polyster suture 55mm 1/2 circle Tapercut V-55, heavy 75cm Green braided silicon coated polyster | No.5 | 50 | Ethicon, Covidien, Meril, Vital
188 | Prolene blue monofilament 1/2 Circle Round Body MH-1 Double Needle 90cm, 31mm needle | 2--0 | 50 | Ethicon, Covidien, Meril, Vital
189 | Sterile bone wax | 2.0gm - 2.5 gm | 50 | Ethicon, Covidien, Meril, Vital
190 | Blue Monofilament Polypropylene - Polyethylene Non Absorbable Suture Needle 40mm, 1/2 Circle Round Body/Taper (HR), 75cm | 1 | 500 | Ethicon, Covidien, Meril, Vital
191 | Braided Polyglactin 90% Glycolide and 10% Lactide absorbable sterilised surgical suture (Violet), J shape (Hook) needle 30mm, Round Body/Taper (HR), 70cm | 1 | 150 | Ethicon, Covidien, Meril, Vital
192 | Braided Polyglactin 90% Glycolide and 10% Lactide absorbable sterilised surgical suture (Violet), strong needle 40mm, 1/2 circle Cutting Body (HS), 90cm | 1 | 150 | Ethicon, Covidien, Meril, Vital
193 | Braided Polyglactin 90% Glycolide and 10% Lactide absorbable sterilised surgical suture (Violet), strong needle 40mm, 1/2 circle Round Body/Taper (HR), 90cm | 1 | 150 | Ethicon, Covidien, Meril, Vital
194 | Coated Braided Silk Black Sterilised surgical suture, needle 48mm, 1/2 Circle Round Body/Taper (HR), 70cm | 1 | 500 | Ethicon, Covidien, Meril, Vital
195 | Coated Braided Silk Black Sterilised surgical suture, needle 48mm, 3/8 Circle Reverse Cutting (DS), 75cm | 1 | 500 | Ethicon, Covidien, Meril, Vital
196 | Monofilament Glyconate Absorbable Surgical Suture (Violet) Strong needle 40mm, 1/2 circle Round Body/Taper (HR), 90cm | 1 | 150 | Ethicon, Covidien, Meril, Vital
197 | Monofilament Polyamide Black Sterilised Surgical Suture, needle 48mm, 1/2 Circle Reverse Cutting (HS),100cm | 1 | 500 | Ethicon, Covidien, Meril, Vital
198 | Monofilament Polydioxasone absorbable suture(Violet) needle 40mm Loop, 1/2 circle Round Body/Taper (HR), 150cm | 1 | 300 | Ethicon, Covidien, Meril, Vital
199 | Monofilament Polydioxasone absorbable suture(Violet) strong needle 40mm, 1/2 circle Round Body/Taper (HR), 90cm | 1 | 200 | Ethicon, Covidien, Meril, Vital
200 | Monofilament, long term absorbable,Poly glyconate copolymer of glyconic acid and trimethyl Carbonate ,1/2 circle ,48mm needle ,150cm loop | 1 | 100 | Ethicon, Covidien, Meril, Vital
201 | Monofilament,Mid term absorbable,Synthetic polyster composed of glycolide trimethyl Carbonate dioxone ,1/2 circle ,40mm needle ,90cm | 1 | 100 | Ethicon, Covidien, Meril, Vital
202 | Poly(4-hydroxybutyrate) monofilament absorbable needle 40mm Loop, 1/2 Circle Round Body/Taper (HR), 150cm | 1 | 300 | Ethicon, Covidien, Meril, Vital
203 | Polydioxane II Monofilament triclosan coated spiral unidirectional surgical suture (violet), Needle 40mm,1/2 circle Round body ,90cm | 1 NO | 300 | Ethicon, Covidien, Meril, Vital
204 | Blue Monofilament Polypropylene - Polyethylene Non Absorbable Suture Needle 30mm, 1/2 Circle Cutting Body/Taper (HR), 75cm | 1-0 | 150 | Ethicon, Covidien, Meril, Vital
205 | Blue Monofilament Polypropylene - Polyethylene Non Absorbable Suture Needle 30mm, 1/2 Circle Round Body/Taper (HR), 75cm | 1-0 | 150 | Ethicon, Covidien, Meril, Vital
206 | Blue Monofilament Polypropylene - Polyethylene Non Absorbable Suture Needle 30mm, 3/8 Circle Reverse Cutting (DS), 75cm | 1-0 | 150 | Ethicon, Covidien, Meril, Vital
207 | Braided Polyglactin 90% Glycolide and 10% Lactide absorbable sterilised surgical suture (Violet), strong needle 40mm, 1/2 circle Cutting Body (HS), 90cm | 1-0 | 150 | Ethicon, Covidien, Meril, Vital
208 | Braided Polyglactin 90% Glycolide and 10% Lactide absorbable sterilised surgical suture (Violet), strong needle 40mm, 1/2 circle Round Body/Taper (HR), 90cm | 1-0 | 150 | Ethicon, Covidien, Meril, Vital
209 | Coated Braided Silk Black Sterilised surgical suture, needle 30mm, 1/2 Circle Round Body/Taper (HR), 75cm | 1-0 | 500 | Ethicon, Covidien, Meril, Vital
210 | Coated Braided Silk Black Sterilised surgical suture, needle 39mm, 3/8 Circle Reverse Cutting (DS), 70cm | 1-0 | 100 | Ethicon, Covidien, Meril, Vital
211 | Blue Monofilament Polypropylene - Polyethylene Non Absorbable Suture Needle 30mm, 3/8 Circle Reverse Cutting (DS), 75cm | 2-0 | 500 | Ethicon, Covidien, Meril, Vital
212 | Braided Polyglactin 90% Glycolide and 10% Lactide absorbable sterilised surgical suture (Violet), needle 24mm, 3/8 circle Reverse Cutting (DS), 70cm | 2-0 | 150 | Ethicon, Covidien, Meril, Vital
213 | Braided Polyglactin 90% Glycolide and 10% Lactide absorbable sterilised surgical suture (Violet), needle 30mm, 1/2 circle Round Body/Taper (HR), 90cm | 2-0 | 150 | Ethicon, Covidien, Meril, Vital
214 | Coated Braided Silk Black Sterilised surgical suture, needle 30mm, 1/2 Circle Round Body/Taper (HR), 75cm | 2-0 | 500 | Ethicon, Covidien, Meril, Vital
215 | Monofilament Glyconate Absorbable Surgical Suture (Violet) needle 24mm, 3/8 circle Reverse Cutting (DS), 70cm | 2-0 | 150 | Ethicon, Covidien, Meril, Vital
216 | Monofilament Glyconate Absorbable Surgical Suture (Violet) needle 26mm, ½ circle Round Body/Taper (HR) 90cm | 2-0 | 150 | Ethicon, Covidien, Meril, Vital
217 | Monofilament,Mid term absorbable,Synthetic polyster composed of glycolide trimethyl Carbonate dioxone ,1/2 circle, 26mm needle ,75cm | 2--0 | 100 | Ethicon, Covidien, Meril, Vital
218 | Polydioxane II Monofilament triclosan coated spiral unidirectional surgical suture (violet), Needle 31mm,1/2 circle Round body MH1,70 cm | 2--0 | 500 | Ethicon, Covidien, Meril, Vital
219 | Coated Braided Silk Black Sterilised surgical suture, needle 30 mm,1/2 Circle Round Body (Single Arm),75cm | 2-0 3Metric | 300 | Ethicon, Covidien, Meril, Vital
220 | Blue Monofilament Polypropylene - Polyethylene Non Absorbable Suture Needle 22mm, 1/2 Circle Round Body/Taper (HR), 75cm | 3-0 | 500 | Ethicon, Covidien, Meril, Vital
221 | Blue Monofilament Polypropylene - Polyethylene Non Absorbable Suture Needle 24mm, 3/8 Circle Reverse Cutting (DS), 75cm | 3-0 | 500 | Ethicon, Covidien, Meril, Vital
222 | Blue Monofilament Polypropylene - Polyethylene Non Absorbable Suture Needle 26mm, 1/2 Circle Round Body/Taper (HR), 75cm | 3-0 | 500 | Ethicon, Covidien, Meril, Vital
223 | Braided Polyglactin 90% Glycolide and 10% Lactide absorbable sterilised surgical suture (Violet), needle 24mm, 3/8 circle Reverse Cutting (DS) 70cm | 3-0 | 200 | Ethicon, Covidien, Meril, Vital
224 | Coated Braided Silk Black Sterilised surgical suture, needle 22mm, 1/2 Circle Round Body/Taper (HR), 75cm | 3-0 | 500 | Ethicon, Covidien, Meril, Vital
225 | Monofilament Glyconate Absorbable Surgical Suture (Violet) needle 19mm, 3/8 circle Reverse Cutting (DS) 70cm | 3-0 | 150 | Ethicon, Covidien, Meril, Vital
226 | Monofilament Glyconate Absorbable Surgical Suture (Violet) needle 26mm, ½ circle Round Body/Taper (HR), 90cm | 3-0 | 150 | Ethicon, Covidien, Meril, Vital
227 | Monofilament Glyconate Absorbable Surgical Suture (Violet) needle 26mm, 5/8 circle Round Body/Taper (HR), 70cm | 3-0 | 300 | Ethicon, Covidien, Meril, Vital
228 | Monofilament Polydioxasone absorbable suture(Violet) needle 17mm , 1/2 circle Round Body/Taper (HR), 70cm | 3-0 | 500 | Ethicon, Covidien, Meril, Vital
229 | Monofilament Polydioxasone absorbable suture(Violet) needle 22mm , 1/2 circle Round Body/Taper (HR), 70cm | 3-0 | 500 | Ethicon, Covidien, Meril, Vital
230 | Monofilament,Mid term absorbable,Synthetic polyster composed of glycolide trimethyl Carbonate dioxone ,1/2 circle ,22mm needle ,75cm | 3--0 | 100 | Ethicon, Covidien, Meril, Vital
231 | Blue Monofilament Polypropylene - Polyethylene Non Absorbable Suture Needle 12mm, 3/8 Circle Reverse Cutting (DS), 45cm | 4-0 | 500 | Ethicon, Covidien, Meril, Vital
232 | Blue Monofilament Polypropylene - Polyethylene Non Absorbable Suture Needle 16mm, 3/8 Circle Reverse Cutting (DS), 45cm | 4-0 | 500 | Ethicon, Covidien, Meril, Vital
233 | Blue Monofilament Polypropylene - Polyethylene Non Absorbable Suture Needle 17mm, 1/2 Circle Round Body/Taper (HR), 75cm | 4-0 | 500 | Ethicon, Covidien, Meril, Vital
234 | Braided Polyglactin 90% Glycolide and 10% Lactide absorbable sterilised surgical suture (Violet), needle 12mm, 3/8 circle Reverse Cutting (DS), 45cm | 4-0 | 200 | Ethicon, Covidien, Meril, Vital
235 | Braided Polyglactin 90% Glycolide and 10% Lactide absorbable sterilised surgical suture (Violet), needle 16mm, 3/8 circle Reverse Cutting (DS), 70cm | 4-0 | 200 | Ethicon, Covidien, Meril, Vital
236 | Coated Braided Silk Black Sterilised surgical suture, needle 17mm, 1/2 Circle Round Body/Taper (HR), 75cm | 4-0 | 100 | Ethicon, Covidien, Meril, Vital
237 | Monofilament Glyconate Absorbable Surgical Suture (undyed) needle 16mm, 3/8 circle Reverse Cutting (DS), 70cm | 4-0 | 150 | Ethicon, Covidien, Meril, Vital
238 | Monofilament Glyconate Absorbable Surgical Suture (Violet) needle 17mm, 1/2 circle Round Body/Taper (HR), 70cm | 4-0 | 150 | Ethicon, Covidien, Meril, Vital
239 | Monofilament Polydioxasone absorbable suture(Violet) needle 17mm , 1/2 circle Round Body/Taper (HR), 70cm | 4-0 | 200 | Ethicon, Covidien, Meril, Vital
240 | Monofilament Polydioxasone absorbable suture(Violet) needle 22mm , 1/2 circle Round Body/Taper (HR), 70cm | 4-0 | 200 | Ethicon, Covidien, Meril, Vital
241 | Monofilament, long term absorbable,Poly glyconate copolymer of glyconic acid and trimethyl Carbonate ,1/2 circle ,17mm needle ,90cm Double arm | 4--0 | 100 | Ethicon, Covidien, Meril, Vital
242 | Braided coated polyglactin 910, 90% Glycolide and 10% Lactide absorable sterlised surgcal suture,Needle 17 mm, 3/8 Circle (round body), 76 cm | 4-0 1.5 Metric | 150 | Ethicon, Covidien, Meril, Vital
243 | Blue Monofilament Polypropylene - Polyethylene Non Absorbable Suture Needle 12mm, 3/8 Circle Reverse Cutting (DS), 45cm | 5-0 | 300 | Ethicon, Covidien, Meril, Vital
244 | Blue Monofilament Polypropylene - Polyethylene Non Absorbable Suture Needle 17mm, 1/2 Circle Round Body/Taper (HR) double arm, 90cm | 5-0 | 300 | Ethicon, Covidien, Meril, Vital
245 | Blue Monofilament Polypropylene - Polyethylene Non Absorbable Suture Needle 17mm, 1/2 Circle Round Body/Taper (HR), 75cm | 5-0 | 300 | Ethicon, Covidien, Meril, Vital
246 | Braided Polyglactin 90% Glycolide and 10% Lactide absorbable sterilised surgical suture (Violet), needle 12mm, 3/8 circle Reverse Cutting (DS), 45cm | 5-0 | 200 | Ethicon, Covidien, Meril, Vital
247 | Braided Polyglactin 90% Glycolide and 10% Lactide absorbable sterilised surgical suture (Violet), needle 13mm, 1/2 circle Round Body/Taper (HR), 70cm | 5-0 | 300 | Ethicon, Covidien, Meril, Vital
248 | Monofilament Glyconate Absorbable Surgical Suture (undyed) needle 12mm, 3/8 circle Reverse Cutting (DS), 70cm | 5-0 | 150 | Ethicon, Covidien, Meril, Vital
249 | Monofilament Polyamide Black Sterilised Surgical Suture, needle 12mm, 3/8 Circle Reverse Cutting (DS), 75cm | 5-0 | 100 | Ethicon, Covidien, Meril, Vital
250 | Monofilament, long term absorbable,Poly glyconate copolymer of glyconic acid and trimethyl Carbonate ,1/2 circle ,13mm needle ,75cm Double arm | 5--0 | 100 | Ethicon, Covidien, Meril, Vital
251 | Braided Coated polyglactin 910 90% Glycolide and 10% Lactide absorable sterilised surgical suture,needle 13mm ,1/2 Circle Oval Round Body Violet,(Single Arm),70cm | 5-0 1 Metric | 500 | Ethicon, Covidien, Meril, Vital
252 | Blue Monofilament Polypropylene - Polyethylene Non Absorbable Suture Needle 12mm, 3/8 Circle Reverse Cutting (DS), 45cm | 6-0 | 300 | Ethicon, Covidien, Meril, Vital
253 | Blue Monofilament Polypropylene - Polyethylene Non Absorbable Suture Needle 13mm, 1/2 Circle Round Body/Taper (HR) double arm, 75cm | 6-0 | 300 | Ethicon, Covidien, Meril, Vital
254 | Braided Polyglactin 90% Glycolide and 10% Lactide absorbable sterilised surgical suture (Violet), needle 12mm, 3/8 circle Reverse Cutting (DS), 45cm | 6-0 | 150 | Ethicon, Covidien, Meril, Vital
255 | Braided Polyglactin 90% Glycolide and 10% Lactide absorbable sterilised surgical suture (Violet), needle 13mm, 1/2 circle Round Body/Taper (HR), 70cm | 6-0 | 300 | Ethicon, Covidien, Meril, Vital
256 | Monofilament Glyconate Absorbable Surgical Suture (undyed) needle 13mm, 3/8 circle Reverse Cutting (DS), 70cm | 6-0 | 150 | Ethicon, Covidien, Meril, Vital
257 | Monofilament Glyconate Absorbable Surgical Suture (Violet) needle 13mm, ½ circle Round Body/Taper (HR), 70cm | 6-0 | 150 | Ethicon, Covidien, Meril, Vital
Note: All the products equivalent to European CE and/or USFDA APPROVED /CERTIFIED are Recommended.